## Fits
| Choose measured spectrum | [5 empty] | 9
| Choose primary MCNP spectrum | [5 empty] | 11
| Choose secondary MCNP spectrum | [5 empty] | 12
Hint: this colour means free parameter
| Scintillator parameters | [6 empty] | Comparison region
| Alpha |  |  | 0.3994 | 0.15952 |  |  | Upper limit (MeV) |  |  | 1.4 | 167
| Beta |  |  | 0 | 0 |  |  | Lower limit (MeV) |  |  | 0.15 | 42
| Gamma |  |  | 0.13026 | 0.016968
| Energy calibration | [6 empty] | DiffSquares |  |  | 326.4803
| Offset |  |  | -12.1355
| Multiplier |  |  | 20
Normalisation
| Primary |  |  | 0.99872
| Secondary |  |  | 1.1218
Mysterious workings: KEEP OUT!!!!! | [159 empty] | Step | 0.02
Bin | Measured | Energy | MCNP | MCNP | MCNP | Resolution |  | R Broadening matrix
number | Spectrum | (MeV) | Energy | Primary | Secondary | [155 empty] | 182432 |  |  |  |  | frac1 | frac2 | low range | hi range | sum | trim | Sim
| S2_04 |  |  | S2 511 TOFu | S2 1275 TOFu |  | -100 | 0.01 | 0.02 | 0.03 | 0.04 | 0.05 | 0.06 | 0.07 | 0.08 | 0.09 | 0.1 | 0.11 | 0.12 | 0.13 | 0.14 | 0.15 | 0.16 | 0.17 | 0.18 | 0.19 | 0.2 | 0.21 | 0.22 | 0.23 | 0.24 | 0.25 | 0.26 | 0.27 | 0.28 | 0.29 | 0.3 | 0.31 | 0.32 | 0.33 | 0.34 | 0.35 | 0.36 | 0.37 | 0.38 | 0.39 | 0.4 | 0.41 | 0.42 | 0.43 | 0.44 | 0.45 | 0.46 | 0.47 | 0.48 | 0.49 | 0.5 | 0.51 | 0.52 | 0.53 | 0.54 | 0.55 | 0.56 | 0.57 | 0.58 | 0.59 | 0.6 | 0.61 | 0.62 | 0.63 | 0.64 | 0.65 | 0.66 | 0.67 | 0.68 | 0.69 | 0.7 | 0.71 | 0.72 | 0.73 | 0.74 | 0.75 | 0.76 | 0.77 | 0.78 | 0.79 | 0.8 | 0.81 | 0.82 | 0.83 | 0.84 | 0.85 | 0.86 | 0.87 | 0.88 | 0.89 | 0.9 | 0.91 | 0.92 | 0.93 | 0.94 | 0.95 | 0.96 | 0.97 | 0.98 | 0.99 | 1 | 1.01 | 1.02 | 1.03 | 1.04 | 1.05 | 1.06 | 1.07 | 1.08 | 1.09 | 1.1 | 1.11 | 1.12 | 1.13 | 1.14 | 1.15 | 1.16 | 1.17 | 1.18 | 1.19 | 1.2 | 1.21 | 1.22 | 1.23 | 1.24 | 1.25 | 1.26 | 1.27 | 1.28 | 1.29 | 1.3 | 1.31 | 1.32 | 1.33 | 1.34 | 1.35 | 1.36 | 1.37 | 1.38 | 1.39 | 1.4 | 1.41 | 1.42 | 1.43 | 1.44 | 1.45 | 1.46 | 1.47 | 1.48 | 1.49 | 1.5 | -100 | 26 | -100 | 0 | 0 | 0.01 | 27 | 28 | 0.60678 | 0.89322 | $FG$27 | $FG$28 | 0 | 0 | 1360.0311
1 | 0 | 0.0078645 | 0.0001 | 0 | 0 | 1302.6241 |  | 0 | 0 | 0 | 0 | 0 | 0 | 0 | 0 | 0 | 0 | 0 | 0 | 0 | 0 | 0 | 0 | 0 | 0 | 0 | 0 | 0 | 0 | 0 | 0 | 0 | 0 | 0 | 0 | 0 | 0 | 0 | 0 | 0 | 0 | 0 | 0 | 0 | 0 | 0 | 0 | 0 | 0 | 0 | 0 | 0 | 0 | 0 | 0 | 0 | 0 | 0 | 0 | 0 | 0 | 0 | 0 | 0 | 0 | 0 | 0 | 0 | 0 | 0 | 0 | 0 | 0 | 0 | 0 | 0 | 0 | 0 | 0 | 0 | 0 | 0 | 0 | 0 | 0 | 0 | 0 | 0 | 0 | 0 | 0 | 0 | 0 | 0 | 0 | 0 | 0 | 0 | 0 | 0 | 0 | 0 | 0 | 0 | 0 | 0 | 0 | 0 | 0 | 0 | 0 | 0 | 0 | 0 | 0 | 0 | 0 | 0 | 0 | 0 | 0 | 0 | 0 | 0 | 0 | 0 | 0 | 0 | 0 | 0 | 0 | 0 | 0 | 0 | 0 | 0 | 0 | 0 | 0 | 0 | 0 | 0 | 0 | 0 | 0 | 0 | 0 | 0 | 0 | 0 | 0 | 0 | 0 | 0 | 0 | 0 | 0 | 0.0078645 | 27 | 0.0078645 | 0 | 0.01 | 0.02 | 28 | 28 | 0.10678 | 0.39322 | $FG$28 | $FG$28 | 0 | 0 | 577.1642 | 333118563.5377 | 1872367399.7728
2 | 0 | 0.027864 | 0.01 | 0 | 0 | 13.0324 |  | 0 | 0 | 0 | 0 | 0 | 0 | 0 | 0 | 0 | 0 | 0 | 0 | 0 | 0 | 0 | 0 | 0 | 0 | 0 | 0 | 0 | 0 | 0 | 0 | 0 | 0 | 0 | 0 | 0 | 0 | 0 | 0 | 0 | 0 | 0 | 0 | 0 | 0 | 0 | 0 | 0 | 0 | 0 | 0 | 0 | 0 | 0 | 0 | 0 | 0 | 0 | 0 | 0 | 0 | 0 | 0 | 0 | 0 | 0 | 0 | 0 | 0 | 0 | 0 | 0 | 0 | 0 | 0 | 0 | 0 | 0 | 0 | 0 | 0 | 0 | 0 | 0 | 0 | 0 | 0 | 0 | 0 | 0 | 0 | 0 | 0 | 0 | 0 | 0 | 0 | 0 | 0 | 0 | 0 | 0 | 0 | 0 | 0 | 0 | 0 | 0 | 0 | 0 | 0 | 0 | 0 | 0 | 0 | 0 | 0 | 0 | 0 | 0 | 0 | 0 | 0 | 0 | 0 | 0 | 0 | 0 | 0 | 0 | 0 | 0 | 0 | 0 | 0 | 0 | 0 | 0 | 0 | 0 | 0 | 0 | 0 | 0 | 0 | 0 | 0 | 0 | 0 | 0 | 0 | 0 | 0 | 0 | 0 | 0 | 0 | 0.027864 | 28 | 0.027864 | 0 | 0.02 | 0.03 | 28 | 29 | 0.60678 | 0.89322 | $FG$28 | $FG$29 | 0 | 0 | 761.1613 | 579366556.1226 | 1539248836.235
3 | 0 | 0.047864 | 0.02 | 0 | 0 | 6.5254 |  | 0 | 0 | 0 | 0 | 0 | 0 | 0 | 0 | 0 | 0 | 0 | 0 | 0 | 0 | 0 | 0 | 0 | 0 | 0 | 0 | 0 | 0 | 0 | 0 | 0 | 0 | 0 | 0 | 0 | 0 | 0 | 0 | 0 | 0 | 0 | 0 | 0 | 0 | 0 | 0 | 0 | 0 | 0 | 0 | 0 | 0 | 0 | 0 | 0 | 0 | 0 | 0 | 0 | 0 | 0 | 0 | 0 | 0 | 0 | 0 | 0 | 0 | 0 | 0 | 0 | 0 | 0 | 0 | 0 | 0 | 0 | 0 | 0 | 0 | 0 | 0 | 0 | 0 | 0 | 0 | 0 | 0 | 0 | 0 | 0 | 0 | 0 | 0 | 0 | 0 | 0 | 0 | 0 | 0 | 0 | 0 | 0 | 0 | 0 | 0 | 0 | 0 | 0 | 0 | 0 | 0 | 0 | 0 | 0 | 0 | 0 | 0 | 0 | 0 | 0 | 0 | 0 | 0 | 0 | 0 | 0 | 0 | 0 | 0 | 0 | 0 | 0 | 0 | 0 | 0 | 0 | 0 | 0 | 0 | 0 | 0 | 0 | 0 | 0 | 0 | 0 | 0 | 0 | 0 | 0 | 0 | 0 | 0 | 0 | 0 | 0.047864 | 29 | 0.047864 | 0 | 0.03 | 0.04 | 29 | 29 | 0.10678 | 0.39322 | $FG$29 | $FG$29 | 0 | 0 | 979.6591 | 959731971.2698 | 959882280.1124
4 | 135 | 0.067864 | 0.03 | 0 | 0 | 4.3604 |  | 0 | 0 | 0 | 0 | 0 | 0 | 0 | 0 | 0 | 0 | 0 | 0 | 0 | 0 | 0 | 0 | 0 | 0 | 0 | 0 | 0 | 0 | 0 | 0 | 0 | 0 | 0 | 0 | 0 | 0 | 0 | 0 | 0 | 0 | 0 | 0 | 0 | 0 | 0 | 0 | 0 | 0 | 0 | 0 | 0 | 0 | 0 | 0 | 0 | 0 | 0 | 0 | 0 | 0 | 0 | 0 | 0 | 0 | 0 | 0 | 0 | 0 | 0 | 0 | 0 | 0 | 0 | 0 | 0 | 0 | 0 | 0 | 0 | 0 | 0 | 0 | 0 | 0 | 0 | 0 | 0 | 0 | 0 | 0 | 0 | 0 | 0 | 0 | 0 | 0 | 0 | 0 | 0 | 0 | 0 | 0 | 0 | 0 | 0 | 0 | 0 | 0 | 0 | 0 | 0 | 0 | 0 | 0 | 0 | 0 | 0 | 0 | 0 | 0 | 0 | 0 | 0 | 0 | 0 | 0 | 0 | 0 | 0 | 0 | 0 | 0 | 0 | 0 | 0 | 0 | 0 | 0 | 0 | 0 | 0 | 0 | 0 | 0 | 0 | 0 | 0 | 0 | 0 | 0 | 0 | 0 | 0 | 0 | 0 | 0 | 0.067864 | 30 | 0.067864 | 135 | 0.04 | 0.05 | 29 | 30 | 0.60678 | 0.89322 | $FG$29 | $FG$30 | 135 | 14.4147 | 1231.3643 | 102732.5595 | 150308.8426
5 | 1726 | 0.087864 | 0.04 | 0 | 0 | 3.281 |  | 0 | 0 | 0 | 0 | 0 | 0 | 0 | 0 | 0 | 0 | 0 | 0 | 0 | 0 | 0 | 0 | 0 | 0 | 0 | 0 | 0 | 0 | 0 | 0 | 0 | 0 | 0 | 0 | 0 | 0 | 0 | 0 | 0 | 0 | 0 | 0 | 0 | 0 | 0 | 0 | 0 | 0 | 0 | 0 | 0 | 0 | 0 | 0 | 0 | 0 | 0 | 0 | 0 | 0 | 0 | 0 | 0 | 0 | 0 | 0 | 0 | 0 | 0 | 0 | 0 | 0 | 0 | 0 | 0 | 0 | 0 | 0 | 0 | 0 | 0 | 0 | 0 | 0 | 0 | 0 | 0 | 0 | 0 | 0 | 0 | 0 | 0 | 0 | 0 | 0 | 0 | 0 | 0 | 0 | 0 | 0 | 0 | 0 | 0 | 0 | 0 | 0 | 0 | 0 | 0 | 0 | 0 | 0 | 0 | 0 | 0 | 0 | 0 | 0 | 0 | 0 | 0 | 0 | 0 | 0 | 0 | 0 | 0 | 0 | 0 | 0 | 0 | 0 | 0 | 0 | 0 | 0 | 0 | 0 | 0 | 0 | 0 | 0 | 0 | 0 | 0 | 0 | 0 | 0 | 0 | 0 | 0 | 0 | 0 | 0 | 0.087864 | 31 | 0.087864 | 1726 | 0.05 | 0.06 | 30 | 30 | 0.10678 | 0.39322 | $FG$30 | $FG$30 | 135 | 67.5 | 1512.6637 | 30940.256 | 47576.2831
6 | 3355 | 0.10786 | 0.05 | 0 | 0 | 2.6357 |  | 0 | 0 | 0 | 0 | 0 | 0 | 0 | 0 | 0 | 0 | 0 | 0 | 0 | 0 | 0 | 0 | 0 | 0 | 0 | 0 | 0 | 0 | 0 | 0 | 0 | 0 | 0 | 0 | 0 | 0 | 0 | 0 | 0 | 0 | 0 | 0 | 0 | 0 | 0 | 0 | 0 | 0 | 0 | 0 | 0 | 0 | 0 | 0 | 0 | 0 | 0 | 0 | 0 | 0 | 0 | 0 | 0 | 0 | 0 | 0 | 0 | 0 | 0 | 0 | 0 | 0 | 0 | 0 | 0 | 0 | 0 | 0 | 0 | 0 | 0 | 0 | 0 | 0 | 0 | 0 | 0 | 0 | 0 | 0 | 0 | 0 | 0 | 0 | 0 | 0 | 0 | 0 | 0 | 0 | 0 | 0 | 0 | 0 | 0 | 0 | 0 | 0 | 0 | 0 | 0 | 0 | 0 | 0 | 0 | 0 | 0 | 0 | 0 | 0 | 0 | 0 | 0 | 0 | 0 | 0 | 0 | 0 | 0 | 0 | 0 | 0 | 0 | 0 | 0 | 0 | 0 | 0 | 0 | 0 | 0 | 0 | 0 | 0 | 0 | 0 | 0 | 0 | 0 | 0 | 0 | 0 | 0 | 0 | 0 | 0 | 0.10786 | 32 | 0.10786 | 3355 | 0.06 | 0.07 | 30 | 31 | 0.60678 | 0.89322 | $FG$30 | $FG$31 | 1861 | 237.3804 | 1817.6742 | 10520.3189 | 16636.0272
7 | 5466 | 0.12786 | 0.06 | 0 | 0 | 2.2075 |  | 0 | 0 | 0 | 0 | 0 | 0 | 0 | 0 | 0 | 0 | 0 | 0 | 0 | 0 | 0 | 0 | 0 | 0 | 0 | 0 | 0 | 0 | 0 | 0 | 0 | 0 | 0 | 0 | 0 | 0 | 0 | 0 | 0 | 0 | 0 | 0 | 0 | 0 | 0 | 0 | 0 | 0 | 0 | 0 | 0 | 0 | 0 | 0 | 0 | 0 | 0 | 0 | 0 | 0 | 0 | 0 | 0 | 0 | 0 | 0 | 0 | 0 | 0 | 0 | 0 | 0 | 0 | 0 | 0 | 0 | 0 | 0 | 0 | 0 | 0 | 0 | 0 | 0 | 0 | 0 | 0 | 0 | 0 | 0 | 0 | 0 | 0 | 0 | 0 | 0 | 0 | 0 | 0 | 0 | 0 | 0 | 0 | 0 | 0 | 0 | 0 | 0 | 0 | 0 | 0 | 0 | 0 | 0 | 0 | 0 | 0 | 0 | 0 | 0 | 0 | 0 | 0 | 0 | 0 | 0 | 0 | 0 | 0 | 0 | 0 | 0 | 0 | 0 | 0 | 0 | 0 | 0 | 0 | 0 | 0 | 0 | 0 | 0 | 0 | 0 | 0 | 0 | 0 | 0 | 0 | 0 | 0 | 0 | 0 | 0 | 0.12786 | 33 | 0.12786 | 5466 | 0.07 | 0.08 | 31 | 31 | 0.10678 | 0.39322 | $FG$31 | $FG$31 | 1726 | 863 | 2138.5899 | 1885.4319 | 6115.7083
8 | 7274 | 0.14786 | 0.07 | 0 | 0 | 1.9033 |  | 0 | 0 | 0 | 0 | 0 | 0 | 0 | 0 | 0 | 0 | 0 | 0 | 0 | 0 | 0 | 0 | 0 | 0 | 0 | 0 | 0 | 0 | 0 | 0 | 0 | 0 | 0 | 0 | 0 | 0 | 0 | 0 | 0 | 0 | 0 | 0 | 0 | 0 | 0 | 0 | 0 | 0 | 0 | 0 | 0 | 0 | 0 | 0 | 0 | 0 | 0 | 0 | 0 | 0 | 0 | 0 | 0 | 0 | 0 | 0 | 0 | 0 | 0 | 0 | 0 | 0 | 0 | 0 | 0 | 0 | 0 | 0 | 0 | 0 | 0 | 0 | 0 | 0 | 0 | 0 | 0 | 0 | 0 | 0 | 0 | 0 | 0 | 0 | 0 | 0 | 0 | 0 | 0 | 0 | 0 | 0 | 0 | 0 | 0 | 0 | 0 | 0 | 0 | 0 | 0 | 0 | 0 | 0 | 0 | 0 | 0 | 0 | 0 | 0 | 0 | 0 | 0 | 0 | 0 | 0 | 0 | 0 | 0 | 0 | 0 | 0 | 0 | 0 | 0 | 0 | 0 | 0 | 0 | 0 | 0 | 0 | 0 | 0 | 0 | 0 | 0 | 0 | 0 | 0 | 0 | 0 | 0 | 0 | 0 | 0 | 0.14786 | 34 | 0.14786 | 7274 | 0.08 | 0.09 | 31 | 32 | 0.60678 | 0.89322 | $FG$31 | $FG$32 | 5081 | 1036.9379 | 2466.3023 | 1970.3017 | 4230.2764
9 | 8400 | 0.16786 | 0.08 | 0 | 0 | 1.6765 |  | 0 | 0 | 0 | 0 | 0 | 0 | 0 | 0 | 0 | 0 | 0 | 0 | 0 | 0 | 0 | 0 | 0 | 0 | 0 | 0 | 0 | 0 | 0 | 0 | 0 | 0 | 0 | 0 | 0 | 0 | 0 | 0 | 0 | 0 | 0 | 0 | 0 | 0 | 0 | 0 | 0 | 0 | 0 | 0 | 0 | 0 | 0 | 0 | 0 | 0 | 0 | 0 | 0 | 0 | 0 | 0 | 0 | 0 | 0 | 0 | 0 | 0 | 0 | 0 | 0 | 0 | 0 | 0 | 0 | 0 | 0 | 0 | 0 | 0 | 0 | 0 | 0 | 0 | 0 | 0 | 0 | 0 | 0 | 0 | 0 | 0 | 0 | 0 | 0 | 0 | 0 | 0 | 0 | 0 | 0 | 0 | 0 | 0 | 0 | 0 | 0 | 0 | 0 | 0 | 0 | 0 | 0 | 0 | 0 | 0 | 0 | 0 | 0 | 0 | 0 | 0 | 0 | 0 | 0 | 0 | 0 | 0 | 0 | 0 | 0 | 0 | 0 | 0 | 0 | 0 | 0 | 0 | 0 | 0 | 0 | 0 | 0 | 0 | 0 | 0 | 0 | 0 | 0 | 0 | 0 | 0 | 0 | 0 | 0 | 0 | 0.16786 | 35 | 0.16786 | 8400 | 0.09 | 0.1 | 32 | 32 | 0.10678 | 0.39322 | $FG$32 | $FG$32 | 3355 | 1677.5 | 2791.2134 | 739.4079 | 2259.9747
10 | 9069 | 0.18786 | 0.09 | 0.0041778 | 0.00057882 | 1.5015 |  | 0.00039575 | 0.00014302 | 0.00017665 | 0.0002117 | 0.00024617 | 0.00027774 | 0.00030404 | 0.00032295 | 0.00033284 | 0.00033284 | 0.00032295 | 0.00030404 | 0.00027774 | 0.00024617 | 0.0002117 | 0.00017665 | 0.00014302 | 0.00011236 | 8.5641e-05 | 6.3339e-05 | 4.5452e-05 | 3.1647e-05 | 2.1381e-05 | 1.4015e-05 | 8.9141e-06 | 5.5012e-06 | 3.294e-06 | 1.9138e-06 | 1.0789e-06 | 5.9013e-07 | 3.1319e-07 | 1.6128e-07 | 8.0583e-08 | 3.9066e-08 | 1.8377e-08 | 8.3873e-09 | 3.7143e-09 | 1.596e-09 | 6.6539e-10 | 2.6917e-10 | 1.0565e-10 | 4.0236e-11 | 1.4868e-11 | 5.3307e-12 | 1.8545e-12 | 6.2597e-13 | 2.0501e-13 | 6.5148e-14 | 2.0087e-14 | 6.01e-15 | 1.7441e-15 | 4.9142e-16 | 1.3437e-16 | 3.5331e-17 | 9.1004e-18 | 2.6766e-18 | 5.3532e-19 | 0 | 0 | 0 | 0 | 0 | 0 | 0 | 0 | 0 | 0 | 0 | 0 | 0 | 0 | 0 | 0 | 0 | 0 | 0 | 0 | 0 | 0 | 0 | 0 | 0 | 0 | 0 | 0 | 0 | 0 | 0 | 0 | 0 | 0 | 0 | 0 | 0 | 0 | 0 | 0 | 0 | 0 | 0 | 0 | 0 | 0 | 0 | 0 | 0 | 0 | 0 | 0 | 0 | 0 | 0 | 0 | 0 | 0 | 0 | 0 | 0 | 0 | 0 | 0 | 0 | 0 | 0 | 0 | 0 | 0 | 0 | 0 | 0 | 0 | 0 | 0 | 0 | 0 | 0 | 0 | 0 | 0 | 0 | 0 | 0 | 0 | 0 | 0 | 0 | 0 | 0 | 0 | 0 | 0.18786 | 36 | 0.18786 | 9069 | 0.1 | 0.11 | 32 | 33 | 0.60678 | 0.89322 | $FG$32 | $FG$33 | 8821 | 1902.9039 | 3104.1241 | 758.2776 | 1520.5667
11 | 9350 | 0.20786 | 0.1 | 0.0041057 | 0.00056848 | 1.3625 |  | 0.00028568 | 0.00011147 | 0.00014133 | 0.00017396 | 0.00020787 | 0.00024112 | 0.00027151 | 0.00029679 | 0.00031493 | 0.00032442 | 0.00032442 | 0.00031493 | 0.00029679 | 0.00027151 | 0.00024112 | 0.00020787 | 0.00017396 | 0.00014133 | 0.00011147 | 8.5339e-05 | 6.3426e-05 | 4.5762e-05 | 3.2051e-05 | 2.1792e-05 | 1.4384e-05 | 9.2161e-06 | 5.7324e-06 | 3.4613e-06 | 2.0289e-06 | 1.1545e-06 | 6.3771e-07 | 3.4196e-07 | 1.78e-07 | 8.995e-08 | 4.4125e-08 | 2.1013e-08 | 9.7137e-09 | 4.3591e-09 | 1.899e-09 | 8.031e-10 | 3.297e-10 | 1.3139e-10 | 5.0833e-11 | 1.9091e-11 | 6.9602e-12 | 2.4633e-12 | 8.4633e-13 | 2.8227e-13 | 9.139e-14 | 2.8724e-14 | 8.7638e-15 | 2.5955e-15 | 7.4645e-16 | 2.0831e-16 | 5.6286e-17 | 1.4729e-17 | 4.2083e-18 | 5.2604e-19 | 5.2604e-19 | 0 | 0 | 0 | 0 | 0 | 0 | 0 | 0 | 0 | 0 | 0 | 0 | 0 | 0 | 0 | 0 | 0 | 0 | 0 | 0 | 0 | 0 | 0 | 0 | 0 | 0 | 0 | 0 | 0 | 0 | 0 | 0 | 0 | 0 | 0 | 0 | 0 | 0 | 0 | 0 | 0 | 0 | 0 | 0 | 0 | 0 | 0 | 0 | 0 | 0 | 0 | 0 | 0 | 0 | 0 | 0 | 0 | 0 | 0 | 0 | 0 | 0 | 0 | 0 | 0 | 0 | 0 | 0 | 0 | 0 | 0 | 0 | 0 | 0 | 0 | 0 | 0 | 0 | 0 | 0 | 0 | 0 | 0 | 0 | 0 | 0 | 0 | 0 | 0 | 0 | 0 | 0.20786 | 37 | 0.20786 | 9350 | 0.11 | 0.12 | 33 | 33 | 0.10678 | 0.39322 | $FG$33 | $FG$33 | 5466 | 2733 | 3397.0596 | 161.352 | 762.2892
12 | 9598 | 0.22786 | 0.11 | 0.0040309 | 0.00056636 | 1.2497 |  | 0.00020362 | 8.5199e-05 | 0.00011076 | 0.00013985 | 0.00017151 | 0.00020429 | 0.00023634 | 0.00026557 | 0.00028984 | 0.00030724 | 0.00031633 | 0.00031633 | 0.00030724 | 0.00028984 | 0.00026557 | 0.00023634 | 0.00020429 | 0.00017151 | 0.00013985 | 0.00011076 | 8.5199e-05 | 6.3655e-05 | 4.6193e-05 | 3.2558e-05 | 2.2288e-05 | 1.4819e-05 | 9.5704e-06 | 6.003e-06 | 3.6572e-06 | 2.164e-06 | 1.2437e-06 | 6.9424e-07 | 3.764e-07 | 1.9821e-07 | 1.0138e-07 | 5.036e-08 | 2.4299e-08 | 1.1387e-08 | 5.183e-09 | 2.2914e-09 | 9.8388e-10 | 4.1033e-10 | 1.6621e-10 | 6.5391e-11 | 2.4987e-11 | 9.2739e-12 | 3.3431e-12 | 1.1705e-12 | 3.9803e-13 | 1.3147e-13 | 4.2174e-14 | 1.3141e-14 | 3.9769e-15 | 1.1685e-15 | 3.3378e-16 | 9.2629e-17 | 2.4839e-17 | 6.7273e-18 | 1.5524e-18 | 5.1748e-19 | 0 | 0 | 0 | 0 | 0 | 0 | 0 | 0 | 0 | 0 | 0 | 0 | 0 | 0 | 0 | 0 | 0 | 0 | 0 | 0 | 0 | 0 | 0 | 0 | 0 | 0 | 0 | 0 | 0 | 0 | 0 | 0 | 0 | 0 | 0 | 0 | 0 | 0 | 0 | 0 | 0 | 0 | 0 | 0 | 0 | 0 | 0 | 0 | 0 | 0 | 0 | 0 | 0 | 0 | 0 | 0 | 0 | 0 | 0 | 0 | 0 | 0 | 0 | 0 | 0 | 0 | 0 | 0 | 0 | 0 | 0 | 0 | 0 | 0 | 0 | 0 | 0 | 0 | 0 | 0 | 0 | 0 | 0 | 0 | 0 | 0 | 0 | 0 | 0 | 0 | 0.22786 | 38 | 0.22786 | 9598 | 0.12 | 0.13 | 33 | 34 | 0.60678 | 0.89322 | $FG$33 | $FG$34 | 12740 | 2926.0508 | 3663.9045 | 186.0623 | 600.9372
13 | 9728 | 0.24786 | 0.12 | 0.0040035 | 0.00055545 | 1.1567 |  | 0.00014453 | 6.445e-05 | 8.5787e-05 | 0.00011097 | 0.00013949 | 0.00017041 | 0.00020231 | 0.0002334 | 0.00026169 | 0.00028513 | 0.00030191 | 0.00031067 | 0.00031067 | 0.00030191 | 0.00028513 | 0.00026169 | 0.0002334 | 0.00020231 | 0.00017041 | 0.00013949 | 0.00011097 | 8.5787e-05 | 6.445e-05 | 4.7055e-05 | 3.3387e-05 | 2.3021e-05 | 1.5426e-05 | 1.0045e-05 | 6.3568e-06 | 3.9094e-06 | 2.3364e-06 | 1.357e-06 | 7.6592e-07 | 4.2012e-07 | 2.2394e-07 | 1.1601e-07 | 5.84e-08 | 2.857e-08 | 1.3583e-08 | 6.2758e-09 | 2.8178e-09 | 1.2295e-09 | 5.2136e-10 | 2.1484e-10 | 8.6037e-11 | 3.3483e-11 | 1.2663e-11 | 4.6543e-12 | 1.6624e-12 | 5.7701e-13 | 1.9464e-13 | 6.3803e-14 | 2.0325e-14 | 6.292e-15 | 1.8933e-15 | 5.5311e-16 | 1.5752e-16 | 4.3099e-17 | 1.1801e-17 | 3.0785e-18 | 1.0262e-18 | 0 | 0 | 0 | 0 | 0 | 0 | 0 | 0 | 0 | 0 | 0 | 0 | 0 | 0 | 0 | 0 | 0 | 0 | 0 | 0 | 0 | 0 | 0 | 0 | 0 | 0 | 0 | 0 | 0 | 0 | 0 | 0 | 0 | 0 | 0 | 0 | 0 | 0 | 0 | 0 | 0 | 0 | 0 | 0 | 0 | 0 | 0 | 0 | 0 | 0 | 0 | 0 | 0 | 0 | 0 | 0 | 0 | 0 | 0 | 0 | 0 | 0 | 0 | 0 | 0 | 0 | 0 | 0 | 0 | 0 | 0 | 0 | 0 | 0 | 0 | 0 | 0 | 0 | 0 | 0 | 0 | 0 | 0 | 0 | 0 | 0 | 0 | 0 | 0 | 0.24786 | 39 | 0.24786 | 9728 | 0.13 | 0.14 | 34 | 34 | 0.10678 | 0.39322 | $FG$34 | $FG$34 | 7274 | 3637 | 3900.7583 | 19.128 | 414.8748
14 | 9451 | 0.26786 | 0.13 | 0.0039492 | 0.0005495 | 1.0787 |  | 0.00010108 | 4.7756e-05 | 6.4995e-05 | 8.6013e-05 | 0.00011068 | 0.00013849 | 0.0001685 | 0.00019935 | 0.00022933 | 0.00025652 | 0.00027902 | 0.0002951 | 0.00030348 | 0.00030348 | 0.0002951 | 0.00027902 | 0.00025652 | 0.00022933 | 0.00019935 | 0.0001685 | 0.00013849 | 0.00011068 | 8.6013e-05 | 6.4995e-05 | 4.7756e-05 | 3.412e-05 | 2.3704e-05 | 1.6013e-05 | 1.0518e-05 | 6.7181e-06 | 4.1724e-06 | 2.5197e-06 | 1.4796e-06 | 8.4487e-07 | 4.6909e-07 | 2.5325e-07 | 1.3295e-07 | 6.7863e-08 | 3.3684e-08 | 1.6257e-08 | 7.6294e-09 | 3.4816e-09 | 1.5448e-09 | 6.6654e-10 | 2.7964e-10 | 1.1408e-10 | 4.5253e-11 | 1.7455e-11 | 6.5465e-12 | 2.3874e-12 | 8.4662e-13 | 2.9193e-13 | 9.788e-14 | 3.1911e-14 | 1.0116e-14 | 3.118e-15 | 9.3468e-16 | 2.7241e-16 | 7.7468e-17 | 2.1266e-17 | 5.5696e-18 | 1.519e-18 | 5.0633e-19 | 0 | 0 | 0 | 0 | 0 | 0 | 0 | 0 | 0 | 0 | 0 | 0 | 0 | 0 | 0 | 0 | 0 | 0 | 0 | 0 | 0 | 0 | 0 | 0 | 0 | 0 | 0 | 0 | 0 | 0 | 0 | 0 | 0 | 0 | 0 | 0 | 0 | 0 | 0 | 0 | 0 | 0 | 0 | 0 | 0 | 0 | 0 | 0 | 0 | 0 | 0 | 0 | 0 | 0 | 0 | 0 | 0 | 0 | 0 | 0 | 0 | 0 | 0 | 0 | 0 | 0 | 0 | 0 | 0 | 0 | 0 | 0 | 0 | 0 | 0 | 0 | 0 | 0 | 0 | 0 | 0 | 0 | 0 | 0 | 0 | 0 | 0 | 0.26786 | 40 | 0.26786 | 9451 | 0.14 | 0.15 | 34 | 35 | 0.60678 | 0.89322 | $FG$34 | $FG$35 | 15674 | 3757.2296 | 4105.9738 | 32.3703 | 395.7469
15 | 9301 | 0.28786 | 0.14 | 0.003895 | 0.0005551 | 1.0125 |  | 7.0294e-05 | 3.5e-05 | 4.8636e-05 | 6.5758e-05 | 8.6503e-05 | 0.00011071 | 0.00013787 | 0.00016704 | 0.00019691 | 0.00022585 | 0.00025202 | 0.00027363 | 0.00028906 | 0.00029709 | 0.00029709 | 0.00028906 | 0.00027363 | 0.00025202 | 0.00022585 | 0.00019691 | 0.00016704 | 0.00013787 | 0.00011071 | 8.6503e-05 | 6.5758e-05 | 4.8636e-05 | 3.5e-05 | 2.4505e-05 | 1.6693e-05 | 1.1064e-05 | 7.135e-06 | 4.4767e-06 | 2.7328e-06 | 1.6231e-06 | 9.3798e-07 | 5.2738e-07 | 2.885e-07 | 1.5355e-07 | 7.9516e-08 | 4.0064e-08 | 1.964e-08 | 9.3673e-09 | 4.3469e-09 | 1.9626e-09 | 8.6217e-10 | 3.685e-10 | 1.5324e-10 | 6.2e-11 | 2.4406e-11 | 9.3478e-12 | 3.4834e-12 | 1.263e-12 | 4.4552e-13 | 1.5291e-13 | 5.1062e-14 | 1.659e-14 | 5.2446e-15 | 1.6128e-15 | 4.8248e-16 | 1.4079e-16 | 3.958e-17 | 1.1022e-17 | 3.0061e-18 | 5.0102e-19 | 5.0102e-19 | 0 | 0 | 0 | 0 | 0 | 0 | 0 | 0 | 0 | 0 | 0 | 0 | 0 | 0 | 0 | 0 | 0 | 0 | 0 | 0 | 0 | 0 | 0 | 0 | 0 | 0 | 0 | 0 | 0 | 0 | 0 | 0 | 0 | 0 | 0 | 0 | 0 | 0 | 0 | 0 | 0 | 0 | 0 | 0 | 0 | 0 | 0 | 0 | 0 | 0 | 0 | 0 | 0 | 0 | 0 | 0 | 0 | 0 | 0 | 0 | 0 | 0 | 0 | 0 | 0 | 0 | 0 | 0 | 0 | 0 | 0 | 0 | 0 | 0 | 0 | 0 | 0 | 0 | 0 | 0 | 0 | 0 | 0 | 0 | 0 | 0.28786 | 41 | 0.28786 | 9301 | 0.15 | 0.16 | 35 | 35 | 0.10678 | 0.39322 | $FG$35 | $FG$35 | 8400 | 4200 | 4279.8989 | 1.52 | 363.3766
16 | 8783 | 0.30786 | 0.15 | 0.0038546 | 0.00054168 | 0.95586 |  | 4.8485e-05 | 2.5312e-05 | 3.5864e-05 | 4.9471e-05 | 6.6435e-05 | 8.6856e-05 | 0.00011055 | 0.00013699 | 0.00016526 | 0.0001941 | 0.00022193 | 0.00024705 | 0.00026774 | 0.00028248 | 0.00029016 | 0.00029016 | 0.00028248 | 0.00026774 | 0.00024705 | 0.00022193 | 0.0001941 | 0.00016526 | 0.00013699 | 0.00011055 | 8.6856e-05 | 6.6435e-05 | 4.9471e-05 | 3.5864e-05 | 2.5312e-05 | 1.7392e-05 | 1.1635e-05 | 7.577e-06 | 4.804e-06 | 2.9653e-06 | 1.782e-06 | 1.0425e-06 | 5.9378e-07 | 3.2925e-07 | 1.7774e-07 | 9.3414e-08 | 4.7796e-08 | 2.3808e-08 | 1.1546e-08 | 5.451e-09 | 2.5055e-09 | 1.1212e-09 | 4.8842e-10 | 2.0715e-10 | 8.5533e-11 | 3.4383e-11 | 1.3456e-11 | 5.1265e-12 | 1.9015e-12 | 6.8666e-13 | 2.414e-13 | 8.2622e-14 | 2.753e-14 | 8.9304e-15 | 2.8208e-15 | 8.6701e-16 | 2.5931e-16 | 7.5715e-17 | 2.1774e-17 | 5.9384e-18 | 1.4846e-18 | 4.9487e-19 | 0 | 0 | 0 | 0 | 0 | 0 | 0 | 0 | 0 | 0 | 0 | 0 | 0 | 0 | 0 | 0 | 0 | 0 | 0 | 0 | 0 | 0 | 0 | 0 | 0 | 0 | 0 | 0 | 0 | 0 | 0 | 0 | 0 | 0 | 0 | 0 | 0 | 0 | 0 | 0 | 0 | 0 | 0 | 0 | 0 | 0 | 0 | 0 | 0 | 0 | 0 | 0 | 0 | 0 | 0 | 0 | 0 | 0 | 0 | 0 | 0 | 0 | 0 | 0 | 0 | 0 | 0 | 0 | 0 | 0 | 0 | 0 | 0 | 0 | 0 | 0 | 0 | 0 | 0 | 0 | 0 | 0 | 0 | 0 | 0.30786 | 42 | 0.30786 | 8783 | 0.16 | 0.17 | 35 | 36 | 0.60678 | 0.89322 | $FG$35 | $FG$36 | 17469 | 4271.4331 | 4424.3913 | 5.4774 | 361.8567
17 | 8246 | 0.32786 | 0.16 | 0.0038079 | 0.00054215 | 0.90683 |  | 3.3351e-05 | 1.8171e-05 | 2.6213e-05 | 3.6839e-05 | 5.0434e-05 | 6.7262e-05 | 8.7387e-05 | 0.0001106 | 0.00013636 | 0.00016378 | 0.00019164 | 0.00021843 | 0.00024254 | 0.00026236 | 0.00027646 | 0.00028379 | 0.00028379 | 0.00027646 | 0.00026236 | 0.00024254 | 0.00021843 | 0.00019164 | 0.00016378 | 0.00013636 | 0.0001106 | 8.7387e-05 | 6.7262e-05 | 5.0434e-05 | 3.6839e-05 | 2.6213e-05 | 1.8171e-05 | 1.227e-05 | 8.0718e-06 | 5.1727e-06 | 3.2292e-06 | 1.9638e-06 | 1.1634e-06 | 6.7146e-07 | 3.7751e-07 | 2.0676e-07 | 1.1031e-07 | 5.7336e-08 | 2.9031e-08 | 1.4319e-08 | 6.8805e-09 | 3.2207e-09 | 1.4686e-09 | 6.5237e-10 | 2.823e-10 | 1.1901e-10 | 4.8871e-11 | 1.9551e-11 | 7.6193e-12 | 2.8926e-12 | 1.0698e-12 | 3.8543e-13 | 1.3527e-13 | 4.625e-14 | 1.5404e-14 | 4.9984e-15 | 1.5799e-15 | 4.8632e-16 | 1.4594e-16 | 4.2608e-17 | 1.2244e-17 | 2.9385e-18 | 9.7949e-19 | 4.8975e-19 | 0 | 0 | 0 | 0 | 0 | 0 | 0 | 0 | 0 | 0 | 0 | 0 | 0 | 0 | 0 | 0 | 0 | 0 | 0 | 0 | 0 | 0 | 0 | 0 | 0 | 0 | 0 | 0 | 0 | 0 | 0 | 0 | 0 | 0 | 0 | 0 | 0 | 0 | 0 | 0 | 0 | 0 | 0 | 0 | 0 | 0 | 0 | 0 | 0 | 0 | 0 | 0 | 0 | 0 | 0 | 0 | 0 | 0 | 0 | 0 | 0 | 0 | 0 | 0 | 0 | 0 | 0 | 0 | 0 | 0 | 0 | 0 | 0 | 0 | 0 | 0 | 0 | 0 | 0 | 0 | 0 | 0 | 0.32786 | 43 | 0.32786 | 8246 | 0.17 | 0.18 | 36 | 36 | 0.10678 | 0.39322 | $FG$36 | $FG$36 | 9069 | 4534.5 | 4542.2067 | 0.013098 | 356.3793
18 | 7394 | 0.34786 | 0.17 | 0.0037797 | 0.00053856 | 0.86409 |  | 2.2942e-05 | 1.2989e-05 | 1.9052e-05 | 2.724e-05 | 3.7966e-05 | 5.1581e-05 | 6.8311e-05 | 8.8186e-05 | 0.00011097 | 0.00013613 | 0.00016277 | 0.00018973 | 0.00021557 | 0.00023876 | 0.00025777 | 0.00027127 | 0.00027829 | 0.00027829 | 0.00027127 | 0.00025777 | 0.00023876 | 0.00021557 | 0.00018973 | 0.00016277 | 0.00013613 | 0.00011097 | 8.8186e-05 | 6.8311e-05 | 5.1581e-05 | 3.7966e-05 | 2.724e-05 | 1.9052e-05 | 1.2989e-05 | 8.632e-06 | 5.5919e-06 | 3.5312e-06 | 2.1736e-06 | 1.3043e-06 | 7.6287e-07 | 4.3495e-07 | 2.4174e-07 | 1.3096e-07 | 6.9163e-08 | 3.5604e-08 | 1.7866e-08 | 8.7394e-09 | 4.1671e-09 | 1.9369e-09 | 8.7754e-10 | 3.8756e-10 | 1.6685e-10 | 7.002e-11 | 2.8643e-11 | 1.1422e-11 | 4.4397e-12 | 1.6822e-12 | 6.2131e-13 | 2.2369e-13 | 7.8505e-14 | 2.6857e-14 | 8.9558e-15 | 2.9117e-15 | 9.2227e-16 | 2.849e-16 | 8.6053e-17 | 2.5281e-17 | 6.8064e-18 | 1.9447e-18 | 9.7235e-19 | 0 | 0 | 0 | 0 | 0 | 0 | 0 | 0 | 0 | 0 | 0 | 0 | 0 | 0 | 0 | 0 | 0 | 0 | 0 | 0 | 0 | 0 | 0 | 0 | 0 | 0 | 0 | 0 | 0 | 0 | 0 | 0 | 0 | 0 | 0 | 0 | 0 | 0 | 0 | 0 | 0 | 0 | 0 | 0 | 0 | 0 | 0 | 0 | 0 | 0 | 0 | 0 | 0 | 0 | 0 | 0 | 0 | 0 | 0 | 0 | 0 | 0 | 0 | 0 | 0 | 0 | 0 | 0 | 0 | 0 | 0 | 0 | 0 | 0 | 0 | 0 | 0 | 0 | 0 | 0 | 0 | 0.34786 | 44 | 0.34786 | 7394 | 0.18 | 0.19 | 36 | 37 | 0.60678 | 0.89322 | $FG$36 | $FG$37 | 18419 | 4564.504 | 4636.3682 | 1.1314 | 356.3662
19 | 6301 | 0.36786 | 0.18 | 0.0037924 | 0.00052706 | 0.82658 |  | 1.5875e-05 | 9.3015e-06 | 1.3853e-05 | 2.0124e-05 | 2.8516e-05 | 3.9414e-05 | 5.3136e-05 | 6.9875e-05 | 8.9628e-05 | 0.00011214 | 0.00013685 | 0.0001629 | 0.00018915 | 0.00021422 | 0.00023665 | 0.000255 | 0.00026802 | 0.00027478 | 0.00027478 | 0.00026802 | 0.000255 | 0.00023665 | 0.00021422 | 0.00018915 | 0.0001629 | 0.00013685 | 0.00011214 | 8.9628e-05 | 6.9875e-05 | 5.3136e-05 | 3.9414e-05 | 2.8516e-05 | 2.0124e-05 | 1.3853e-05 | 9.3015e-06 | 6.0918e-06 | 3.8916e-06 | 2.425e-06 | 1.4739e-06 | 8.738e-07 | 5.053e-07 | 2.8502e-07 | 1.5681e-07 | 8.4155e-08 | 4.4052e-08 | 2.2493e-08 | 1.1202e-08 | 5.4419e-09 | 2.5786e-09 | 1.1918e-09 | 5.373e-10 | 2.3628e-10 | 1.0135e-10 | 4.2401e-11 | 1.7304e-11 | 6.8879e-12 | 2.6744e-12 | 1.0128e-12 | 3.7415e-13 | 1.3482e-13 | 4.7384e-14 | 1.6244e-14 | 5.4318e-15 | 1.772e-15 | 5.6345e-16 | 1.7501e-16 | 5.299e-17 | 1.5557e-17 | 4.3753e-18 | 1.4584e-18 | 4.8615e-19 | 0 | 0 | 0 | 0 | 0 | 0 | 0 | 0 | 0 | 0 | 0 | 0 | 0 | 0 | 0 | 0 | 0 | 0 | 0 | 0 | 0 | 0 | 0 | 0 | 0 | 0 | 0 | 0 | 0 | 0 | 0 | 0 | 0 | 0 | 0 | 0 | 0 | 0 | 0 | 0 | 0 | 0 | 0 | 0 | 0 | 0 | 0 | 0 | 0 | 0 | 0 | 0 | 0 | 0 | 0 | 0 | 0 | 0 | 0 | 0 | 0 | 0 | 0 | 0 | 0 | 0 | 0 | 0 | 0 | 0 | 0 | 0 | 0 | 0 | 0 | 0 | 0 | 0 | 0 | 0.36786 | 45 | 0.36786 | 6301 | 0.19 | 0.2 | 37 | 37 | 0.10678 | 0.39322 | $FG$37 | $FG$37 | 9350 | 4675 | 4709.6119 | 0.25625 | 355.2348
20 | 5472 | 0.38786 | 0.19 | 0.0037855 | 0.00052937 | 0.79345 |  | 1.0975e-05 | 6.6301e-06 | 1.0013e-05 | 1.4759e-05 | 2.1235e-05 | 2.9819e-05 | 4.087e-05 | 5.4675e-05 | 7.1389e-05 | 9.0981e-05 | 0.00011317 | 0.0001374 | 0.00016282 | 0.00018832 | 0.0002126 | 0.00023425 | 0.00025193 | 0.00026445 | 0.00027094 | 0.00027094 | 0.00026445 | 0.00025193 | 0.00023425 | 0.0002126 | 0.00018832 | 0.00016282 | 0.0001374 | 0.00011317 | 9.0981e-05 | 7.1389e-05 | 5.4675e-05 | 4.087e-05 | 2.9819e-05 | 2.1235e-05 | 1.4759e-05 | 1.0013e-05 | 6.6301e-06 | 4.285e-06 | 2.703e-06 | 1.6642e-06 | 1.0001e-06 | 5.866e-07 | 3.3583e-07 | 1.8765e-07 | 1.0234e-07 | 5.4479e-08 | 2.8305e-08 | 1.4354e-08 | 7.1048e-09 | 3.4324e-09 | 1.6185e-09 | 7.4487e-10 | 3.346e-10 | 1.467e-10 | 6.2781e-11 | 2.6223e-11 | 1.069e-11 | 4.2538e-12 | 1.6521e-12 | 6.2625e-13 | 2.317e-13 | 8.3673e-14 | 2.9492e-14 | 1.0146e-14 | 3.4069e-15 | 1.1165e-15 | 3.5696e-16 | 1.117e-16 | 3.3997e-17 | 1.0199e-17 | 2.914e-18 | 4.8567e-19 | 4.8567e-19 | 0 | 0 | 0 | 0 | 0 | 0 | 0 | 0 | 0 | 0 | 0 | 0 | 0 | 0 | 0 | 0 | 0 | 0 | 0 | 0 | 0 | 0 | 0 | 0 | 0 | 0 | 0 | 0 | 0 | 0 | 0 | 0 | 0 | 0 | 0 | 0 | 0 | 0 | 0 | 0 | 0 | 0 | 0 | 0 | 0 | 0 | 0 | 0 | 0 | 0 | 0 | 0 | 0 | 0 | 0 | 0 | 0 | 0 | 0 | 0 | 0 | 0 | 0 | 0 | 0 | 0 | 0 | 0 | 0 | 0 | 0 | 0 | 0 | 0 | 0 | 0 | 0 | 0.38786 | 46 | 0.38786 | 5472 | 0.2 | 0.21 | 37 | 38 | 0.60678 | 0.89322 | $FG$37 | $FG$38 | 18948 | 4701.4804 | 4763.9779 | 0.83079 | 354.9785
21 | 4455 | 0.40786 | 0.2 | 0.0038152 | 0.00053536 | 0.76402 |  | 7.6695e-06 | 4.7602e-06 | 7.2805e-06 | 1.0875e-05 | 1.5866e-05 | 2.2607e-05 | 3.146e-05 | 4.276e-05 | 5.6762e-05 | 7.3591e-05 | 9.3184e-05 | 0.00011524 | 0.00013919 | 0.0001642 | 0.00018919 | 0.00021289 | 0.00023397 | 0.00025114 | 0.00026328 | 0.00026957 | 0.00026957 | 0.00026328 | 0.00025114 | 0.00023397 | 0.00021289 | 0.00018919 | 0.0001642 | 0.00013919 | 0.00011524 | 9.3184e-05 | 7.3591e-05 | 5.6762e-05 | 4.276e-05 | 3.146e-05 | 2.2607e-05 | 1.5866e-05 | 1.0875e-05 | 7.2805e-06 | 4.7602e-06 | 3.0398e-06 | 1.8959e-06 | 1.1549e-06 | 6.8705e-07 | 3.9921e-07 | 2.2655e-07 | 1.2556e-07 | 6.797e-08 | 3.5935e-08 | 1.8555e-08 | 9.3576e-09 | 4.6091e-09 | 2.2172e-09 | 1.0417e-09 | 4.7801e-10 | 2.1423e-10 | 9.3769e-11 | 4.0086e-11 | 1.6737e-11 | 6.8249e-12 | 2.7182e-12 | 1.0573e-12 | 4.0167e-13 | 1.4903e-13 | 5.4007e-14 | 1.9114e-14 | 6.6072e-15 | 2.2306e-15 | 7.3555e-16 | 2.3653e-16 | 7.4926e-17 | 2.2527e-17 | 6.856e-18 | 1.9589e-18 | 9.7943e-19 | 0 | 0 | 0 | 0 | 0 | 0 | 0 | 0 | 0 | 0 | 0 | 0 | 0 | 0 | 0 | 0 | 0 | 0 | 0 | 0 | 0 | 0 | 0 | 0 | 0 | 0 | 0 | 0 | 0 | 0 | 0 | 0 | 0 | 0 | 0 | 0 | 0 | 0 | 0 | 0 | 0 | 0 | 0 | 0 | 0 | 0 | 0 | 0 | 0 | 0 | 0 | 0 | 0 | 0 | 0 | 0 | 0 | 0 | 0 | 0 | 0 | 0 | 0 | 0 | 0 | 0 | 0 | 0 | 0 | 0 | 0 | 0 | 0 | 0 | 0 | 0 | 0.40786 | 47 | 0.40786 | 4455 | 0.21 | 0.22 | 38 | 38 | 0.10678 | 0.39322 | $FG$38 | $FG$38 | 9598 | 4799 | 4800.5812 | 0.000521 | 354.1477
22 | 3557 | 0.42786 | 0.21 | 0.0038676 | 0.00052262 | 0.73776 |  | 5.3749e-06 | 3.4166e-06 | 5.2854e-06 | 7.9909e-06 | 1.1807e-05 | 1.7049e-05 | 2.406e-05 | 3.3183e-05 | 4.4726e-05 | 5.8916e-05 | 7.5846e-05 | 9.5425e-05 | 0.00011733 | 0.00014099 | 0.00016558 | 0.00019004 | 0.00021316 | 0.00023367 | 0.00025034 | 0.0002621 | 0.00026819 | 0.00026819 | 0.0002621 | 0.00025034 | 0.00023367 | 0.00021316 | 0.00019004 | 0.00016558 | 0.00014099 | 0.00011733 | 9.5425e-05 | 7.5846e-05 | 5.8916e-05 | 4.4726e-05 | 3.3183e-05 | 2.406e-05 | 1.7049e-05 | 1.1807e-05 | 7.9909e-06 | 5.2854e-06 | 3.4166e-06 | 2.1584e-06 | 1.3326e-06 | 8.0409e-07 | 4.7416e-07 | 2.7326e-07 | 1.539e-07 | 8.4714e-08 | 4.5571e-08 | 2.3957e-08 | 1.2309e-08 | 6.1807e-09 | 3.033e-09 | 1.4546e-09 | 6.8175e-10 | 3.1228e-10 | 1.3979e-10 | 6.1158e-11 | 2.6149e-11 | 1.0926e-11 | 4.462e-12 | 1.7807e-12 | 6.9455e-13 | 2.6475e-13 | 9.8625e-14 | 3.5906e-14 | 1.2776e-14 | 4.442e-15 | 1.51e-15 | 5.0134e-16 | 1.625e-16 | 5.1863e-17 | 1.5806e-17 | 4.9394e-18 | 1.4818e-18 | 4.9394e-19 | 0 | 0 | 0 | 0 | 0 | 0 | 0 | 0 | 0 | 0 | 0 | 0 | 0 | 0 | 0 | 0 | 0 | 0 | 0 | 0 | 0 | 0 | 0 | 0 | 0 | 0 | 0 | 0 | 0 | 0 | 0 | 0 | 0 | 0 | 0 | 0 | 0 | 0 | 0 | 0 | 0 | 0 | 0 | 0 | 0 | 0 | 0 | 0 | 0 | 0 | 0 | 0 | 0 | 0 | 0 | 0 | 0 | 0 | 0 | 0 | 0 | 0 | 0 | 0 | 0 | 0 | 0 | 0 | 0 | 0 | 0 | 0 | 0 | 0 | 0.42786 | 48 | 0.42786 | 3557 | 0.22 | 0.23 | 38 | 39 | 0.60678 | 0.89322 | $FG$38 | $FG$39 | 19326 | 4812.8809 | 4819.5655 | 0.0092843 | 354.1472
23 | 3008 | 0.44786 | 0.22 | 0.0039381 | 0.00052861 | 0.71422 |  | 3.8135e-06 | 2.4752e-06 | 3.8684e-06 | 5.9124e-06 | 8.8369e-06 | 1.2916e-05 | 1.8462e-05 | 2.5806e-05 | 3.5275e-05 | 4.7155e-05 | 6.1642e-05 | 7.8802e-05 | 9.8515e-05 | 0.00012044 | 0.00014399 | 0.00016835 | 0.00019248 | 0.00021521 | 0.00023532 | 0.00025162 | 0.00026311 | 0.00026905 | 0.00026905 | 0.00026311 | 0.00025162 | 0.00023532 | 0.00021521 | 0.00019248 | 0.00016835 | 0.00014399 | 0.00012044 | 9.8515e-05 | 7.8802e-05 | 6.1642e-05 | 4.7155e-05 | 3.5275e-05 | 2.5806e-05 | 1.8462e-05 | 1.2916e-05 | 8.8369e-06 | 5.9124e-06 | 3.8684e-06 | 2.4752e-06 | 1.5488e-06 | 9.4769e-07 | 5.6709e-07 | 3.3185e-07 | 1.899e-07 | 1.0627e-07 | 5.8159e-08 | 3.1126e-08 | 1.629e-08 | 8.3374e-09 | 4.173e-09 | 2.0425e-09 | 9.7763e-10 | 4.5761e-10 | 2.0947e-10 | 9.3766e-11 | 4.1047e-11 | 1.7572e-11 | 7.3561e-12 | 3.0115e-12 | 1.2057e-12 | 4.7203e-13 | 1.8073e-13 | 6.7667e-14 | 2.4776e-14 | 8.8711e-15 | 3.1065e-15 | 1.0633e-15 | 3.5627e-16 | 1.1658e-16 | 3.7688e-17 | 1.1558e-17 | 3.5175e-18 | 1.005e-18 | 5.025e-19 | 0 | 0 | 0 | 0 | 0 | 0 | 0 | 0 | 0 | 0 | 0 | 0 | 0 | 0 | 0 | 0 | 0 | 0 | 0 | 0 | 0 | 0 | 0 | 0 | 0 | 0 | 0 | 0 | 0 | 0 | 0 | 0 | 0 | 0 | 0 | 0 | 0 | 0 | 0 | 0 | 0 | 0 | 0 | 0 | 0 | 0 | 0 | 0 | 0 | 0 | 0 | 0 | 0 | 0 | 0 | 0 | 0 | 0 | 0 | 0 | 0 | 0 | 0 | 0 | 0 | 0 | 0 | 0 | 0 | 0 | 0 | 0 | 0.44786 | 49 | 0.44786 | 3008 | 0.23 | 0.24 | 39 | 39 | 0.10678 | 0.39322 | $FG$39 | $FG$39 | 9728 | 4864 | 4820.2154 | 0.39414 | 354.1379
24 | 2486 | 0.46786 | 0.23 | 0.0040389 | 0.00052258 | 0.69302 |  | 2.7274e-06 | 1.8026e-06 | 2.843e-06 | 4.3876e-06 | 6.6262e-06 | 9.7921e-06 | 1.416e-05 | 2.0037e-05 | 2.7744e-05 | 3.7592e-05 | 4.9841e-05 | 6.4664e-05 | 8.2094e-05 | 0.00010199 | 0.00012398 | 0.00014748 | 0.00017167 | 0.00019554 | 0.00021794 | 0.0002377 | 0.00025369 | 0.00026494 | 0.00027075 | 0.00027075 | 0.00026494 | 0.00025369 | 0.0002377 | 0.00021794 | 0.00019554 | 0.00017167 | 0.00014748 | 0.00012398 | 0.00010199 | 8.2094e-05 | 6.4664e-05 | 4.9841e-05 | 3.7592e-05 | 2.7744e-05 | 2.0037e-05 | 1.416e-05 | 9.7921e-06 | 6.6262e-06 | 4.3876e-06 | 2.843e-06 | 1.8026e-06 | 1.1184e-06 | 6.7899e-07 | 4.0338e-07 | 2.345e-07 | 1.334e-07 | 7.4255e-08 | 4.0447e-08 | 2.1558e-08 | 1.1244e-08 | 5.7388e-09 | 2.8661e-09 | 1.4006e-09 | 6.698e-10 | 3.1343e-10 | 1.4352e-10 | 6.4308e-11 | 2.8196e-11 | 1.2097e-11 | 5.0789e-12 | 2.0865e-12 | 8.388e-13 | 3.2996e-13 | 1.2701e-13 | 4.7842e-14 | 1.7634e-14 | 6.3602e-15 | 2.2445e-15 | 7.7553e-16 | 2.6159e-16 | 8.6683e-17 | 2.8211e-17 | 8.7196e-18 | 3.0775e-18 | 5.1292e-19 | 5.1292e-19 | 0 | 0 | 0 | 0 | 0 | 0 | 0 | 0 | 0 | 0 | 0 | 0 | 0 | 0 | 0 | 0 | 0 | 0 | 0 | 0 | 0 | 0 | 0 | 0 | 0 | 0 | 0 | 0 | 0 | 0 | 0 | 0 | 0 | 0 | 0 | 0 | 0 | 0 | 0 | 0 | 0 | 0 | 0 | 0 | 0 | 0 | 0 | 0 | 0 | 0 | 0 | 0 | 0 | 0 | 0 | 0 | 0 | 0 | 0 | 0 | 0 | 0 | 0 | 0 | 0 | 0 | 0 | 0 | 0 | 0 | 0.46786 | 50 | 0.46786 | 2486 | 0.24 | 0.25 | 39 | 40 | 0.60678 | 0.89322 | $FG$39 | $FG$40 | 19179 | 4834.4231 | 4801.1899 | 0.22845 | 353.7438
25 | 2065 | 0.48786 | 0.24 | 0.0042027 | 0.00053265 | 0.67388 |  | 1.9942e-06 | 1.3387e-06 | 2.1284e-06 | 3.3133e-06 | 5.0504e-06 | 7.5377e-06 | 1.1015e-05 | 1.5762e-05 | 2.2083e-05 | 3.0294e-05 | 4.0691e-05 | 5.3517e-05 | 6.8917e-05 | 8.6899e-05 | 0.00010729 | 0.0001297 | 0.00015352 | 0.00017792 | 0.0002019 | 0.00022434 | 0.00024407 | 0.00026 | 0.0002712 | 0.00027698 | 0.00027698 | 0.0002712 | 0.00026 | 0.00024407 | 0.00022434 | 0.0002019 | 0.00017792 | 0.00015352 | 0.0001297 | 0.00010729 | 8.6899e-05 | 6.8917e-05 | 5.3517e-05 | 4.0691e-05 | 3.0294e-05 | 2.2083e-05 | 1.5762e-05 | 1.1015e-05 | 7.5377e-06 | 5.0504e-06 | 3.3133e-06 | 2.1284e-06 | 1.3387e-06 | 8.2442e-07 | 4.9713e-07 | 2.9352e-07 | 1.6969e-07 | 9.6054e-08 | 5.3238e-08 | 2.8892e-08 | 1.5352e-08 | 7.9877e-09 | 4.0693e-09 | 2.0298e-09 | 9.9139e-10 | 4.7411e-10 | 2.22e-10 | 1.0178e-10 | 4.5693e-11 | 2.0085e-11 | 8.6444e-12 | 3.6429e-12 | 1.5032e-12 | 6.073e-13 | 2.4025e-13 | 9.3058e-14 | 3.5293e-14 | 1.3106e-14 | 4.7655e-15 | 1.6966e-15 | 5.9143e-16 | 2.0229e-16 | 6.7075e-17 | 2.2358e-17 | 6.9204e-18 | 2.1294e-18 | 5.3234e-19 | 5.3234e-19 | 0 | 0 | 0 | 0 | 0 | 0 | 0 | 0 | 0 | 0 | 0 | 0 | 0 | 0 | 0 | 0 | 0 | 0 | 0 | 0 | 0 | 0 | 0 | 0 | 0 | 0 | 0 | 0 | 0 | 0 | 0 | 0 | 0 | 0 | 0 | 0 | 0 | 0 | 0 | 0 | 0 | 0 | 0 | 0 | 0 | 0 | 0 | 0 | 0 | 0 | 0 | 0 | 0 | 0 | 0 | 0 | 0 | 0 | 0 | 0 | 0 | 0 | 0 | 0 | 0 | 0 | 0 | 0 | 0.48786 | 51 | 0.48786 | 2065 | 0.25 | 0.26 | 40 | 40 | 0.10678 | 0.39322 | $FG$40 | $FG$40 | 9451 | 4725.5 | 4760.8276 | 0.26411 | 353.5153
26 | 1838 | 0.50786 | 0.25 | 0.00438 | 0.00052111 | 0.65652 |  | 1.4621e-06 | 9.9447e-07 | 1.5923e-06 | 2.4978e-06 | 3.8389e-06 | 5.7806e-06 | 8.5279e-06 | 1.2326e-05 | 1.7455e-05 | 2.4218e-05 | 3.292e-05 | 4.3842e-05 | 5.7205e-05 | 7.313e-05 | 9.1593e-05 | 0.00011239 | 0.00013512 | 0.00015916 | 0.00018368 | 0.00020768 | 0.00023005 | 0.00024968 | 0.00026549 | 0.00027658 | 0.0002823 | 0.0002823 | 0.00027658 | 0.00026549 | 0.00024968 | 0.00023005 | 0.00020768 | 0.00018368 | 0.00015916 | 0.00013512 | 0.00011239 | 9.1593e-05 | 7.313e-05 | 5.7205e-05 | 4.3842e-05 | 3.292e-05 | 2.4218e-05 | 1.7455e-05 | 1.2326e-05 | 8.5279e-06 | 5.7806e-06 | 3.8389e-06 | 2.4978e-06 | 1.5923e-06 | 9.9447e-07 | 6.0852e-07 | 3.6482e-07 | 2.1428e-07 | 1.2331e-07 | 6.9524e-08 | 3.8404e-08 | 2.0784e-08 | 1.102e-08 | 5.725e-09 | 2.9139e-09 | 1.453e-09 | 7.0988e-10 | 3.3979e-10 | 1.5935e-10 | 7.3214e-11 | 3.2957e-11 | 1.4535e-11 | 6.2807e-12 | 2.6589e-12 | 1.1028e-12 | 4.4815e-13 | 1.7842e-13 | 6.9596e-14 | 2.6598e-14 | 9.9585e-15 | 3.653e-15 | 1.3131e-15 | 4.6247e-16 | 1.5911e-16 | 5.3955e-17 | 1.8169e-17 | 5.5056e-18 | 2.2022e-18 | 5.5056e-19 | 0 | 0 | 0 | 0 | 0 | 0 | 0 | 0 | 0 | 0 | 0 | 0 | 0 | 0 | 0 | 0 | 0 | 0 | 0 | 0 | 0 | 0 | 0 | 0 | 0 | 0 | 0 | 0 | 0 | 0 | 0 | 0 | 0 | 0 | 0 | 0 | 0 | 0 | 0 | 0 | 0 | 0 | 0 | 0 | 0 | 0 | 0 | 0 | 0 | 0 | 0 | 0 | 0 | 0 | 0 | 0 | 0 | 0 | 0 | 0 | 0 | 0 | 0 | 0 | 0 | 0 | 0 | 0.50786 | 52 | 0.50786 | 1838 | 0.26 | 0.27 | 40 | 41 | 0.60678 | 0.89322 | $FG$40 | $FG$41 | 18752 | 4709.4836 | 4697.4798 | 0.030596 | 353.2512
27 | 1611 | 0.52786 | 0.26 | 0.0046398 | 0.00050864 | 0.64073 |  | 1.0952e-06 | 7.5314e-07 | 1.2132e-06 | 1.916e-06 | 2.9663e-06 | 4.5019e-06 | 6.6982e-06 | 9.7698e-06 | 1.397e-05 | 1.9582e-05 | 2.691e-05 | 3.6252e-05 | 4.7877e-05 | 6.1985e-05 | 7.8672e-05 | 9.7888e-05 | 0.0001194 | 0.00014278 | 0.00016737 | 0.00019234 | 0.00021669 | 0.00023932 | 0.00025912 | 0.00027503 | 0.00028618 | 0.00029192 | 0.00029192 | 0.00028618 | 0.00027503 | 0.00025912 | 0.00023932 | 0.00021669 | 0.00019234 | 0.00016737 | 0.00014278 | 0.0001194 | 9.7888e-05 | 7.8672e-05 | 6.1985e-05 | 4.7877e-05 | 3.6252e-05 | 2.691e-05 | 1.9582e-05 | 1.397e-05 | 9.7698e-06 | 6.6982e-06 | 4.5019e-06 | 2.9663e-06 | 1.916e-06 | 1.2132e-06 | 7.5314e-07 | 4.5833e-07 | 2.7343e-07 | 1.5992e-07 | 9.1687e-08 | 5.1534e-08 | 2.8396e-08 | 1.5339e-08 | 8.1225e-09 | 4.2166e-09 | 2.1459e-09 | 1.0706e-09 | 5.2362e-10 | 2.5106e-10 | 1.1801e-10 | 5.4377e-11 | 2.4564e-11 | 1.0878e-11 | 4.7224e-12 | 2.0098e-12 | 8.3853e-13 | 3.4297e-13 | 1.3752e-13 | 5.4055e-14 | 2.0829e-14 | 7.8686e-15 | 2.9145e-15 | 1.058e-15 | 3.7615e-16 | 1.3174e-16 | 4.4491e-17 | 1.5023e-17 | 5.2003e-18 | 1.7334e-18 | 5.7781e-19 | 0 | 0 | 0 | 0 | 0 | 0 | 0 | 0 | 0 | 0 | 0 | 0 | 0 | 0 | 0 | 0 | 0 | 0 | 0 | 0 | 0 | 0 | 0 | 0 | 0 | 0 | 0 | 0 | 0 | 0 | 0 | 0 | 0 | 0 | 0 | 0 | 0 | 0 | 0 | 0 | 0 | 0 | 0 | 0 | 0 | 0 | 0 | 0 | 0 | 0 | 0 | 0 | 0 | 0 | 0 | 0 | 0 | 0 | 0 | 0 | 0 | 0 | 0 | 0 | 0 | 0.52786 | 53 | 0.52786 | 1611 | 0.27 | 0.28 | 41 | 41 | 0.10678 | 0.39322 | $FG$41 | $FG$41 | 9301 | 4650.5 | 4609.8277 | 0.35571 | 353.2206
28 | 1458 | 0.54786 | 0.27 | 0.004959 | 0.00051448 | 0.62632 |  | 8.3659e-07 | 5.8051e-07 | 9.4003e-07 | 1.4931e-06 | 2.3264e-06 | 3.5555e-06 | 5.3302e-06 | 7.838e-06 | 1.1306e-05 | 1.5996e-05 | 2.2201e-05 | 3.0223e-05 | 4.0359e-05 | 5.2864e-05 | 6.7923e-05 | 8.5604e-05 | 0.00010583 | 0.00012833 | 0.00015265 | 0.00017811 | 0.00020384 | 0.00022884 | 0.000252 | 0.0002722 | 0.00028841 | 0.00029975 | 0.00030558 | 0.00030558 | 0.00029975 | 0.00028841 | 0.0002722 | 0.000252 | 0.00022884 | 0.00020384 | 0.00017811 | 0.00015265 | 0.00012833 | 0.00010583 | 8.5604e-05 | 6.7923e-05 | 5.2864e-05 | 4.0359e-05 | 3.0223e-05 | 2.2201e-05 | 1.5996e-05 | 1.1306e-05 | 7.838e-06 | 5.3302e-06 | 3.5555e-06 | 2.3264e-06 | 1.4931e-06 | 9.4003e-07 | 5.8051e-07 | 3.5164e-07 | 2.0894e-07 | 1.2178e-07 | 6.9621e-08 | 3.9043e-08 | 2.1477e-08 | 1.1588e-08 | 6.1334e-09 | 3.1842e-09 | 1.6216e-09 | 8.1002e-10 | 3.969e-10 | 1.9076e-10 | 8.9935e-11 | 4.159e-11 | 1.8866e-11 | 8.3946e-12 | 3.6639e-12 | 1.5686e-12 | 6.5873e-13 | 2.7135e-13 | 1.0964e-13 | 4.3456e-14 | 1.6895e-14 | 6.4426e-15 | 2.4103e-15 | 8.8406e-16 | 3.1802e-16 | 1.1235e-16 | 3.9292e-17 | 1.2893e-17 | 4.9115e-18 | 1.2279e-18 | 6.1393e-19 | 0 | 0 | 0 | 0 | 0 | 0 | 0 | 0 | 0 | 0 | 0 | 0 | 0 | 0 | 0 | 0 | 0 | 0 | 0 | 0 | 0 | 0 | 0 | 0 | 0 | 0 | 0 | 0 | 0 | 0 | 0 | 0 | 0 | 0 | 0 | 0 | 0 | 0 | 0 | 0 | 0 | 0 | 0 | 0 | 0 | 0 | 0 | 0 | 0 | 0 | 0 | 0 | 0 | 0 | 0 | 0 | 0 | 0 | 0 | 0 | 0 | 0 | 0 | 0.54786 | 54 | 0.54786 | 1458 | 0.28 | 0.29 | 41 | 42 | 0.60678 | 0.89322 | $FG$41 | $FG$42 | 18084 | 4595.1901 | 4497.1529 | 2.0916 | 352.8649
29 | 1390 | 0.56786 | 0.28 | 0.0053649 | 0.00050621 | 0.61315 |  | 6.495e-07 | 4.5391e-07 | 7.3826e-07 | 1.1785e-06 | 1.8463e-06 | 2.839e-06 | 4.2846e-06 | 6.3463e-06 | 9.2259e-06 | 1.3164e-05 | 1.8434e-05 | 2.5336e-05 | 3.4176e-05 | 4.5247e-05 | 5.8794e-05 | 7.498e-05 | 9.3851e-05 | 0.00011529 | 0.00013901 | 0.0001645 | 0.00019106 | 0.00021779 | 0.00024366 | 0.00026755 | 0.00028834 | 0.00030499 | 0.00031661 | 0.00032259 | 0.00032259 | 0.00031661 | 0.00030499 | 0.00028834 | 0.00026755 | 0.00024366 | 0.00021779 | 0.00019106 | 0.0001645 | 0.00013901 | 0.00011529 | 9.3851e-05 | 7.498e-05 | 5.8794e-05 | 4.5247e-05 | 3.4176e-05 | 2.5336e-05 | 1.8434e-05 | 1.3164e-05 | 9.2259e-06 | 6.3463e-06 | 4.2846e-06 | 2.839e-06 | 1.8463e-06 | 1.1785e-06 | 7.3826e-07 | 4.5391e-07 | 2.7391e-07 | 1.6223e-07 | 9.4301e-08 | 5.38e-08 | 3.0125e-08 | 1.6555e-08 | 8.9296e-09 | 4.7271e-09 | 2.4561e-09 | 1.2524e-09 | 6.2683e-10 | 3.0791e-10 | 1.4844e-10 | 7.024e-11 | 3.2619e-11 | 1.4868e-11 | 6.651e-12 | 2.9202e-12 | 1.2584e-12 | 5.322e-13 | 2.2091e-13 | 9e-14 | 3.5985e-14 | 1.4123e-14 | 5.4396e-15 | 2.056e-15 | 7.6317e-16 | 2.7764e-16 | 9.9344e-17 | 3.4869e-17 | 1.1842e-17 | 3.9474e-18 | 1.3158e-18 | 6.5791e-19 | 0 | 0 | 0 | 0 | 0 | 0 | 0 | 0 | 0 | 0 | 0 | 0 | 0 | 0 | 0 | 0 | 0 | 0 | 0 | 0 | 0 | 0 | 0 | 0 | 0 | 0 | 0 | 0 | 0 | 0 | 0 | 0 | 0 | 0 | 0 | 0 | 0 | 0 | 0 | 0 | 0 | 0 | 0 | 0 | 0 | 0 | 0 | 0 | 0 | 0 | 0 | 0 | 0 | 0 | 0 | 0 | 0 | 0 | 0 | 0 | 0 | 0.56786 | 55 | 0.56786 | 1390 | 0.29 | 0.3 | 42 | 42 | 0.10678 | 0.39322 | $FG$42 | $FG$42 | 8783 | 4391.5 | 4359.5372 | 0.23264 | 350.7733
30 | 1394 | 0.58786 | 0.29 | 0.0058758 | 0.00050401 | 0.60107 |  | 5.1496e-07 | 3.6185e-07 | 5.9065e-07 | 9.4679e-07 | 1.4904e-06 | 2.3039e-06 | 3.4973e-06 | 5.2136e-06 | 7.6322e-06 | 1.0972e-05 | 1.5489e-05 | 2.1474e-05 | 2.9234e-05 | 3.9084e-05 | 5.1313e-05 | 6.6156e-05 | 8.3759e-05 | 0.00010414 | 0.00012715 | 0.00015245 | 0.0001795 | 0.00020755 | 0.00023566 | 0.00026277 | 0.00028773 | 0.00030939 | 0.0003267 | 0.00033878 | 0.00034498 | 0.00034498 | 0.00033878 | 0.0003267 | 0.00030939 | 0.00028773 | 0.00026277 | 0.00023566 | 0.00020755 | 0.0001795 | 0.00015245 | 0.00012715 | 0.00010414 | 8.3759e-05 | 6.6156e-05 | 5.1313e-05 | 3.9084e-05 | 2.9234e-05 | 2.1474e-05 | 1.5489e-05 | 1.0972e-05 | 7.6322e-06 | 5.2136e-06 | 3.4973e-06 | 2.3039e-06 | 1.4904e-06 | 9.4679e-07 | 5.9065e-07 | 3.6185e-07 | 2.1769e-07 | 1.2861e-07 | 7.4613e-08 | 4.2509e-08 | 2.3783e-08 | 1.3067e-08 | 7.0501e-09 | 3.7354e-09 | 1.9435e-09 | 9.9304e-10 | 4.9826e-10 | 2.4551e-10 | 1.188e-10 | 5.6448e-11 | 2.634e-11 | 1.207e-11 | 5.4312e-12 | 2.4e-12 | 1.0415e-12 | 4.4383e-13 | 1.8573e-13 | 7.6327e-14 | 3.0803e-14 | 1.2207e-14 | 4.7507e-15 | 1.8157e-15 | 6.8142e-16 | 2.5143e-16 | 9.0714e-17 | 3.2143e-17 | 1.1428e-17 | 3.5714e-18 | 1.4286e-18 | 7.1428e-19 | 0 | 0 | 0 | 0 | 0 | 0 | 0 | 0 | 0 | 0 | 0 | 0 | 0 | 0 | 0 | 0 | 0 | 0 | 0 | 0 | 0 | 0 | 0 | 0 | 0 | 0 | 0 | 0 | 0 | 0 | 0 | 0 | 0 | 0 | 0 | 0 | 0 | 0 | 0 | 0 | 0 | 0 | 0 | 0 | 0 | 0 | 0 | 0 | 0 | 0 | 0 | 0 | 0 | 0 | 0 | 0 | 0 | 0 | 0 | 0.58786 | 56 | 0.58786 | 1394 | 0.3 | 0.31 | 42 | 43 | 0.60678 | 0.89322 | $FG$42 | $FG$43 | 17029 | 4334.1614 | 4197.9779 | 4.279 | 350.5407
31 | 1291 | 0.60786 | 0.3 | 0.0065334 | 0.00050197 | 0.58996 |  | 4.1773e-07 | 2.9467e-07 | 4.8239e-07 | 7.7592e-07 | 1.2263e-06 | 1.9043e-06 | 2.9054e-06 | 4.3556e-06 | 6.4157e-06 | 9.2853e-06 | 1.3204e-05 | 1.8448e-05 | 2.5326e-05 | 3.4162e-05 | 4.5276e-05 | 5.8958e-05 | 7.5435e-05 | 9.4834e-05 | 0.00011714 | 0.00014217 | 0.00016953 | 0.00019864 | 0.00022868 | 0.00025867 | 0.00028748 | 0.00031393 | 0.00033683 | 0.0003551 | 0.00036783 | 0.00037436 | 0.00037436 | 0.00036783 | 0.0003551 | 0.00033683 | 0.00031393 | 0.00028748 | 0.00025867 | 0.00022868 | 0.00019864 | 0.00016953 | 0.00014217 | 0.00011714 | 9.4834e-05 | 7.5435e-05 | 5.8958e-05 | 4.5276e-05 | 3.4162e-05 | 2.5326e-05 | 1.8448e-05 | 1.3204e-05 | 9.2853e-06 | 6.4157e-06 | 4.3556e-06 | 2.9054e-06 | 1.9043e-06 | 1.2263e-06 | 7.7592e-07 | 4.8239e-07 | 2.9467e-07 | 1.7686e-07 | 1.0429e-07 | 6.0431e-08 | 3.4404e-08 | 1.9245e-08 | 1.0577e-08 | 5.7121e-09 | 3.0308e-09 | 1.5801e-09 | 8.0941e-10 | 4.0738e-10 | 2.0146e-10 | 9.7889e-11 | 4.6734e-11 | 2.1922e-11 | 1.0104e-11 | 4.5756e-12 | 2.0359e-12 | 8.9009e-13 | 3.8235e-13 | 1.6138e-13 | 6.6922e-14 | 2.7268e-14 | 1.0917e-14 | 4.2943e-15 | 1.6597e-15 | 6.3034e-16 | 2.353e-16 | 8.5777e-17 | 3.1478e-17 | 1.1017e-17 | 3.9347e-18 | 7.8694e-19 | 7.8694e-19 | 0 | 0 | 0 | 0 | 0 | 0 | 0 | 0 | 0 | 0 | 0 | 0 | 0 | 0 | 0 | 0 | 0 | 0 | 0 | 0 | 0 | 0 | 0 | 0 | 0 | 0 | 0 | 0 | 0 | 0 | 0 | 0 | 0 | 0 | 0 | 0 | 0 | 0 | 0 | 0 | 0 | 0 | 0 | 0 | 0 | 0 | 0 | 0 | 0 | 0 | 0 | 0 | 0 | 0 | 0 | 0 | 0 | 0.60786 | 57 | 0.60786 | 1291 | 0.31 | 0.32 | 43 | 43 | 0.10678 | 0.39322 | $FG$43 | $FG$43 | 8246 | 4123 | 4014.4149 | 2.8597 | 346.2617
32 | 1300 | 0.62786 | 0.31 | 0.0073594 | 0.00050761 | 0.57973 |  | 3.4653e-07 | 2.4504e-07 | 4.0204e-07 | 6.4848e-07 | 1.0283e-06 | 1.6029e-06 | 2.4563e-06 | 3.7004e-06 | 5.4803e-06 | 7.9788e-06 | 1.142e-05 | 1.6068e-05 | 2.2225e-05 | 3.0222e-05 | 4.04e-05 | 5.3091e-05 | 6.8589e-05 | 8.7109e-05 | 0.00010876 | 0.00013349 | 0.00016107 | 0.00019106 | 0.00022279 | 0.0002554 | 0.00028782 | 0.00031887 | 0.00034729 | 0.00037184 | 0.00039138 | 0.00040498 | 0.00041195 | 0.00041195 | 0.00040498 | 0.00039138 | 0.00037184 | 0.00034729 | 0.00031887 | 0.00028782 | 0.0002554 | 0.00022279 | 0.00019106 | 0.00016107 | 0.00013349 | 0.00010876 | 8.7109e-05 | 6.8589e-05 | 5.3091e-05 | 4.04e-05 | 3.0222e-05 | 2.2225e-05 | 1.6068e-05 | 1.142e-05 | 7.9788e-06 | 5.4803e-06 | 3.7004e-06 | 2.4563e-06 | 1.6029e-06 | 1.0283e-06 | 6.4848e-07 | 4.0204e-07 | 2.4504e-07 | 1.4682e-07 | 8.6477e-08 | 5.0074e-08 | 2.8504e-08 | 1.5951e-08 | 8.7752e-09 | 4.7458e-09 | 2.5232e-09 | 1.3188e-09 | 6.7759e-10 | 3.4226e-10 | 1.6995e-10 | 8.2964e-11 | 3.9814e-11 | 1.8783e-11 | 8.7111e-12 | 3.9716e-12 | 1.7801e-12 | 7.8436e-13 | 3.3975e-13 | 1.4468e-13 | 6.0564e-14 | 2.4924e-14 | 1.0083e-14 | 4.0111e-15 | 1.5677e-15 | 6.0228e-16 | 2.2772e-16 | 8.4407e-17 | 3.1652e-17 | 1.0551e-17 | 4.3962e-18 | 8.7924e-19 | 8.7924e-19 | 0 | 0 | 0 | 0 | 0 | 0 | 0 | 0 | 0 | 0 | 0 | 0 | 0 | 0 | 0 | 0 | 0 | 0 | 0 | 0 | 0 | 0 | 0 | 0 | 0 | 0 | 0 | 0 | 0 | 0 | 0 | 0 | 0 | 0 | 0 | 0 | 0 | 0 | 0 | 0 | 0 | 0 | 0 | 0 | 0 | 0 | 0 | 0 | 0 | 0 | 0 | 0 | 0 | 0 | 0 | 0.62786 | 58 | 0.62786 | 1300 | 0.32 | 0.33 | 43 | 44 | 0.60678 | 0.89322 | $FG$43 | $FG$44 | 15640 | 4032.0269 | 3811.6722 | 12.0426 | 343.4019
33 | 1304 | 0.64786 | 0.32 | 0.0081483 | 0.00050481 | 0.57029 |  | 2.8519e-07 | 2.0188e-07 | 3.3178e-07 | 5.363e-07 | 8.5267e-07 | 1.3334e-06 | 2.0509e-06 | 3.1027e-06 | 4.6168e-06 | 6.757e-06 | 9.7268e-06 | 1.3772e-05 | 1.9179e-05 | 2.6271e-05 | 3.5394e-05 | 4.6901e-05 | 6.113e-05 | 7.8366e-05 | 9.8813e-05 | 0.00012255 | 0.00014949 | 0.00017936 | 0.00021166 | 0.00024567 | 0.00028048 | 0.00031495 | 0.00034785 | 0.00037787 | 0.00040375 | 0.00042431 | 0.0004386 | 0.00044593 | 0.00044593 | 0.0004386 | 0.00042431 | 0.00040375 | 0.00037787 | 0.00034785 | 0.00031495 | 0.00028048 | 0.00024567 | 0.00021166 | 0.00017936 | 0.00014949 | 0.00012255 | 9.8813e-05 | 7.8366e-05 | 6.113e-05 | 4.6901e-05 | 3.5394e-05 | 2.6271e-05 | 1.9179e-05 | 1.3772e-05 | 9.7268e-06 | 6.757e-06 | 4.6168e-06 | 3.1027e-06 | 2.0509e-06 | 1.3334e-06 | 8.5267e-07 | 5.363e-07 | 3.3178e-07 | 2.0188e-07 | 1.2082e-07 | 7.1124e-08 | 4.118e-08 | 2.3451e-08 | 1.3136e-08 | 7.2368e-09 | 3.9215e-09 | 2.0901e-09 | 1.0957e-09 | 5.6495e-10 | 2.8651e-10 | 1.4292e-10 | 7.012e-11 | 3.3838e-11 | 1.6061e-11 | 7.498e-12 | 3.4429e-12 | 1.555e-12 | 6.9075e-13 | 3.0181e-13 | 1.297e-13 | 5.4823e-14 | 2.2793e-14 | 9.3205e-15 | 3.7485e-15 | 1.4824e-15 | 5.7788e-16 | 2.2033e-16 | 8.3107e-17 | 3.0923e-17 | 1.1596e-17 | 3.8654e-18 | 9.6636e-19 | 9.6636e-19 | 0 | 0 | 0 | 0 | 0 | 0 | 0 | 0 | 0 | 0 | 0 | 0 | 0 | 0 | 0 | 0 | 0 | 0 | 0 | 0 | 0 | 0 | 0 | 0 | 0 | 0 | 0 | 0 | 0 | 0 | 0 | 0 | 0 | 0 | 0 | 0 | 0 | 0 | 0 | 0 | 0 | 0 | 0 | 0 | 0 | 0 | 0 | 0 | 0 | 0 | 0 | 0 | 0 | 0.64786 | 59 | 0.64786 | 1304 | 0.33 | 0.34 | 44 | 44 | 0.10678 | 0.39322 | $FG$44 | $FG$44 | 7394 | 3697 | 3593.3272 | 2.9072 | 331.3593
34 | 1270 | 0.66786 | 0.33 | 0.0031705 | 0.00050509 | 0.56155 |  | 9.2364e-08 | 6.5377e-08 | 1.0756e-07 | 1.7414e-07 | 2.7744e-07 | 4.3498e-07 | 6.711e-07 | 1.0189e-06 | 1.5223e-06 | 2.2382e-06 | 3.2384e-06 | 4.6108e-06 | 6.4602e-06 | 8.9073e-06 | 1.2086e-05 | 1.6137e-05 | 2.1203e-05 | 2.7415e-05 | 3.4883e-05 | 4.3678e-05 | 5.3819e-05 | 6.5258e-05 | 7.7867e-05 | 9.1433e-05 | 0.00010565 | 0.00012014 | 0.00013443 | 0.00014803 | 0.00016041 | 0.00017105 | 0.00017949 | 0.00018535 | 0.00018835 | 0.00018835 | 0.00018535 | 0.00017949 | 0.00017105 | 0.00016041 | 0.00014803 | 0.00013443 | 0.00012014 | 0.00010565 | 9.1433e-05 | 7.7867e-05 | 6.5258e-05 | 5.3819e-05 | 4.3678e-05 | 3.4883e-05 | 2.7415e-05 | 2.1203e-05 | 1.6137e-05 | 1.2086e-05 | 8.9073e-06 | 6.4602e-06 | 4.6108e-06 | 3.2384e-06 | 2.2382e-06 | 1.5223e-06 | 1.0189e-06 | 6.711e-07 | 4.3498e-07 | 2.7744e-07 | 1.7414e-07 | 1.0756e-07 | 6.5377e-08 | 3.9105e-08 | 2.3017e-08 | 1.3332e-08 | 7.5995e-09 | 4.2628e-09 | 2.353e-09 | 1.2781e-09 | 6.832e-10 | 3.5938e-10 | 1.8603e-10 | 9.4761e-11 | 4.7502e-11 | 2.3432e-11 | 1.1375e-11 | 5.4336e-12 | 2.5543e-12 | 1.1816e-12 | 5.3789e-13 | 2.4096e-13 | 1.0622e-13 | 4.6081e-14 | 1.9672e-14 | 8.2641e-15 | 3.4163e-15 | 1.3901e-15 | 5.5619e-16 | 2.1924e-16 | 8.4962e-17 | 3.2741e-17 | 1.2019e-17 | 4.5589e-18 | 1.6578e-18 | 4.1445e-19 | 4.1445e-19 | 0 | 0 | 0 | 0 | 0 | 0 | 0 | 0 | 0 | 0 | 0 | 0 | 0 | 0 | 0 | 0 | 0 | 0 | 0 | 0 | 0 | 0 | 0 | 0 | 0 | 0 | 0 | 0 | 0 | 0 | 0 | 0 | 0 | 0 | 0 | 0 | 0 | 0 | 0 | 0 | 0 | 0 | 0 | 0 | 0 | 0 | 0 | 0 | 0 | 0 | 0 | 0.66786 | 60 | 0.66786 | 1270 | 0.34 | 0.35 | 44 | 45 | 0.60678 | 0.89322 | $FG$44 | $FG$45 | 13695 | 3580.294 | 3363.5209 | 13.1248 | 328.452
35 | 1228 | 0.68786 | 0.34 | 0.0021248 | 0.00049918 | 0.55345 |  | 5.054e-08 | 3.573e-08 | 5.8817e-08 | 9.5325e-08 | 1.5211e-07 | 2.3896e-07 | 3.696e-07 | 5.6283e-07 | 8.4384e-07 | 1.2456e-06 | 1.8102e-06 | 2.5901e-06 | 3.6487e-06 | 5.0605e-06 | 6.9101e-06 | 9.2899e-06 | 1.2296e-05 | 1.6024e-05 | 2.0559e-05 | 2.597e-05 | 3.2298e-05 | 3.9548e-05 | 4.7676e-05 | 5.6586e-05 | 6.6123e-05 | 7.6074e-05 | 8.6169e-05 | 9.6096e-05 | 0.00010551 | 0.00011406 | 0.00012139 | 0.00012719 | 0.00013122 | 0.00013328 | 0.00013328 | 0.00013122 | 0.00012719 | 0.00012139 | 0.00011406 | 0.00010551 | 9.6096e-05 | 8.6169e-05 | 7.6074e-05 | 6.6123e-05 | 5.6586e-05 | 4.7676e-05 | 3.9548e-05 | 3.2298e-05 | 2.597e-05 | 2.0559e-05 | 1.6024e-05 | 1.2296e-05 | 9.2899e-06 | 6.9101e-06 | 5.0605e-06 | 3.6487e-06 | 2.5901e-06 | 1.8102e-06 | 1.2456e-06 | 8.4384e-07 | 5.6283e-07 | 3.696e-07 | 2.3896e-07 | 1.5211e-07 | 9.5325e-08 | 5.8817e-08 | 3.573e-08 | 2.137e-08 | 1.2584e-08 | 7.2953e-09 | 4.164e-09 | 2.34e-09 | 1.2947e-09 | 7.0525e-10 | 3.7823e-10 | 1.9971e-10 | 1.0382e-10 | 5.3138e-11 | 2.6777e-11 | 1.3285e-11 | 6.4889e-12 | 3.1205e-12 | 1.4775e-12 | 6.8874e-13 | 3.161e-13 | 1.4283e-13 | 6.3541e-14 | 2.7831e-14 | 1.2001e-14 | 5.0951e-15 | 2.1299e-15 | 8.7663e-16 | 3.5494e-16 | 1.4174e-16 | 5.5683e-17 | 2.1439e-17 | 8.3375e-18 | 2.9777e-18 | 1.1911e-18 | 2.9777e-19 | 2.9777e-19 | 0 | 0 | 0 | 0 | 0 | 0 | 0 | 0 | 0 | 0 | 0 | 0 | 0 | 0 | 0 | 0 | 0 | 0 | 0 | 0 | 0 | 0 | 0 | 0 | 0 | 0 | 0 | 0 | 0 | 0 | 0 | 0 | 0 | 0 | 0 | 0 | 0 | 0 | 0 | 0 | 0 | 0 | 0 | 0 | 0 | 0 | 0 | 0 | 0 | 0.68786 | 61 | 0.68786 | 1228 | 0.35 | 0.36 | 45 | 45 | 0.10678 | 0.39322 | $FG$45 | $FG$45 | 6301 | 3150.5 | 3126.7336 | 0.17929 | 315.3273
36 | 1321 | 0.70786 | 0.35 | 0.001937 | 0.00048995 | 0.54593 |  | 3.5953e-08 | 2.5361e-08 | 4.1753e-08 | 6.7707e-08 | 1.0815e-07 | 1.7016e-07 | 2.6371e-07 | 4.0256e-07 | 6.053e-07 | 8.9651e-07 | 1.3079e-06 | 1.8795e-06 | 2.6604e-06 | 3.7093e-06 | 5.0941e-06 | 6.8911e-06 | 9.1821e-06 | 1.2051e-05 | 1.558e-05 | 1.984e-05 | 2.4887e-05 | 3.0748e-05 | 3.7421e-05 | 4.4858e-05 | 5.2968e-05 | 6.1606e-05 | 7.0578e-05 | 7.9645e-05 | 8.8529e-05 | 9.6928e-05 | 0.00010453 | 0.00011104 | 0.00011619 | 0.00011976 | 0.00012158 | 0.00012158 | 0.00011976 | 0.00011619 | 0.00011104 | 0.00010453 | 9.6928e-05 | 8.8529e-05 | 7.9645e-05 | 7.0578e-05 | 6.1606e-05 | 5.2968e-05 | 4.4858e-05 | 3.7421e-05 | 3.0748e-05 | 2.4887e-05 | 1.984e-05 | 1.558e-05 | 1.2051e-05 | 9.1821e-06 | 6.8911e-06 | 5.0941e-06 | 3.7093e-06 | 2.6604e-06 | 1.8795e-06 | 1.3079e-06 | 8.9651e-07 | 6.053e-07 | 4.0256e-07 | 2.6371e-07 | 1.7016e-07 | 1.0815e-07 | 6.7707e-08 | 4.1753e-08 | 2.5361e-08 | 1.5174e-08 | 8.9426e-09 | 5.1912e-09 | 2.9683e-09 | 1.6718e-09 | 9.2751e-10 | 5.0685e-10 | 2.7282e-10 | 1.4465e-10 | 7.5543e-11 | 3.8861e-11 | 1.9691e-11 | 9.8279e-12 | 4.8316e-12 | 2.3397e-12 | 1.116e-12 | 5.2435e-13 | 2.4267e-13 | 1.1062e-13 | 4.9671e-14 | 2.1969e-14 | 9.5711e-15 | 4.1069e-15 | 1.7362e-15 | 7.2287e-16 | 2.9621e-16 | 1.1997e-16 | 4.7438e-17 | 1.8754e-17 | 7.1708e-18 | 2.758e-18 | 1.1032e-18 | 2.758e-19 | 2.758e-19 | 0 | 0 | 0 | 0 | 0 | 0 | 0 | 0 | 0 | 0 | 0 | 0 | 0 | 0 | 0 | 0 | 0 | 0 | 0 | 0 | 0 | 0 | 0 | 0 | 0 | 0 | 0 | 0 | 0 | 0 | 0 | 0 | 0 | 0 | 0 | 0 | 0 | 0 | 0 | 0 | 0 | 0 | 0 | 0 | 0 | 0 | 0 | 0.70786 | 62 | 0.70786 | 1321 | 0.36 | 0.37 | 45 | 46 | 0.60678 | 0.89322 | $FG$45 | $FG$46 | 11773 | 3061.9828 | 2887.5436 | 9.9377 | 315.148
37 | 1320 | 0.72786 | 0.36 | 0.0018253 | 0.00049307 | 0.53893 |  | 2.6633e-08 | 1.8728e-08 | 3.0821e-08 | 4.9987e-08 | 7.9891e-08 | 1.2583e-07 | 1.953e-07 | 2.987e-07 | 4.5022e-07 | 6.6873e-07 | 9.7883e-07 | 1.4119e-06 | 2.0069e-06 | 2.8113e-06 | 3.8806e-06 | 5.2789e-06 | 7.0765e-06 | 9.3482e-06 | 1.217e-05 | 1.5612e-05 | 1.9737e-05 | 2.4589e-05 | 3.0188e-05 | 3.6523e-05 | 4.3544e-05 | 5.116e-05 | 5.9233e-05 | 6.7583e-05 | 7.5989e-05 | 8.4197e-05 | 9.1935e-05 | 9.8923e-05 | 0.00010489 | 0.00010961 | 0.00011287 | 0.00011453 | 0.00011453 | 0.00011287 | 0.00010961 | 0.00010489 | 9.8923e-05 | 9.1935e-05 | 8.4197e-05 | 7.5989e-05 | 6.7583e-05 | 5.9233e-05 | 5.116e-05 | 4.3544e-05 | 3.6523e-05 | 3.0188e-05 | 2.4589e-05 | 1.9737e-05 | 1.5612e-05 | 1.217e-05 | 9.3482e-06 | 7.0765e-06 | 5.2789e-06 | 3.8806e-06 | 2.8113e-06 | 2.0069e-06 | 1.4119e-06 | 9.7883e-07 | 6.6873e-07 | 4.5022e-07 | 2.987e-07 | 1.953e-07 | 1.2583e-07 | 7.9891e-08 | 4.9987e-08 | 3.0821e-08 | 1.8728e-08 | 1.1214e-08 | 6.6169e-09 | 3.8476e-09 | 2.2048e-09 | 1.245e-09 | 6.9283e-10 | 3.7994e-10 | 2.0532e-10 | 1.0934e-10 | 5.7383e-11 | 2.9676e-11 | 1.5124e-11 | 7.5958e-12 | 3.7593e-12 | 1.8335e-12 | 8.8123e-13 | 4.1738e-13 | 1.9481e-13 | 8.9604e-14 | 4.0615e-14 | 1.8141e-14 | 7.9853e-15 | 3.4639e-15 | 1.4807e-15 | 6.2361e-16 | 2.5905e-16 | 1.0578e-16 | 4.2735e-17 | 1.6883e-17 | 6.5949e-18 | 2.6379e-18 | 1.0552e-18 | 2.6379e-19 | 2.6379e-19 | 0 | 0 | 0 | 0 | 0 | 0 | 0 | 0 | 0 | 0 | 0 | 0 | 0 | 0 | 0 | 0 | 0 | 0 | 0 | 0 | 0 | 0 | 0 | 0 | 0 | 0 | 0 | 0 | 0 | 0 | 0 | 0 | 0 | 0 | 0 | 0 | 0 | 0 | 0 | 0 | 0 | 0 | 0 | 0 | 0 | 0.72786 | 63 | 0.72786 | 1320 | 0.37 | 0.38 | 46 | 46 | 0.10678 | 0.39322 | $FG$46 | $FG$46 | 5472 | 2736 | 2650.3945 | 2.6785 | 305.2103
38 | 1292 | 0.74786 | 0.37 | 0.0017414 | 0.00048536 | 0.53242 |  | 1.9988e-08 | 1.4e-08 | 2.3024e-08 | 3.733e-08 | 5.9672e-08 | 9.4038e-08 | 1.4611e-07 | 2.238e-07 | 3.3797e-07 | 5.0318e-07 | 7.3858e-07 | 1.0688e-06 | 1.5248e-06 | 2.1447e-06 | 2.9741e-06 | 4.066e-06 | 5.4802e-06 | 7.2821e-06 | 9.5399e-06 | 1.2321e-05 | 1.5689e-05 | 1.9696e-05 | 2.4376e-05 | 2.9743e-05 | 3.578e-05 | 4.2434e-05 | 4.9616e-05 | 5.7194e-05 | 6.4999e-05 | 7.2827e-05 | 8.0445e-05 | 8.7607e-05 | 9.406e-05 | 9.9563e-05 | 0.0001039 | 0.0001069 | 0.00010843 | 0.00010843 | 0.0001069 | 0.0001039 | 9.9563e-05 | 9.406e-05 | 8.7607e-05 | 8.0445e-05 | 7.2827e-05 | 6.4999e-05 | 5.7194e-05 | 4.9616e-05 | 4.2434e-05 | 3.578e-05 | 2.9743e-05 | 2.4376e-05 | 1.9696e-05 | 1.5689e-05 | 1.2321e-05 | 9.5399e-06 | 7.2821e-06 | 5.4802e-06 | 4.066e-06 | 2.9741e-06 | 2.1447e-06 | 1.5248e-06 | 1.0688e-06 | 7.3858e-07 | 5.0318e-07 | 3.3797e-07 | 2.238e-07 | 1.4611e-07 | 9.4038e-08 | 5.9672e-08 | 3.733e-08 | 2.3024e-08 | 1.4e-08 | 8.3924e-09 | 4.96e-09 | 2.8901e-09 | 1.6602e-09 | 9.4023e-10 | 5.2497e-10 | 2.8898e-10 | 1.5683e-10 | 8.3909e-11 | 4.4261e-11 | 2.3018e-11 | 1.1801e-11 | 5.9651e-12 | 2.9726e-12 | 1.4604e-12 | 7.0738e-13 | 3.3779e-13 | 1.5903e-13 | 7.3813e-14 | 3.3776e-14 | 1.5238e-14 | 6.7772e-15 | 2.9718e-15 | 1.2847e-15 | 5.474e-16 | 2.3022e-16 | 9.5332e-17 | 3.8792e-17 | 1.572e-17 | 6.085e-18 | 2.5354e-18 | 1.0142e-18 | 2.5354e-19 | 2.5354e-19 | 0 | 0 | 0 | 0 | 0 | 0 | 0 | 0 | 0 | 0 | 0 | 0 | 0 | 0 | 0 | 0 | 0 | 0 | 0 | 0 | 0 | 0 | 0 | 0 | 0 | 0 | 0 | 0 | 0 | 0 | 0 | 0 | 0 | 0 | 0 | 0 | 0 | 0 | 0 | 0 | 0 | 0 | 0 | 0.74786 | 64 | 0.74786 | 1292 | 0.38 | 0.39 | 46 | 47 | 0.60678 | 0.89322 | $FG$46 | $FG$47 | 9927 | 2627.4089 | 2419.3856 | 16.4701 | 302.5318
39 | 1367 | 0.76786 | 0.38 | 0.0015618 | 0.0004848 | 0.52634 |  | 1.4495e-08 | 1.0104e-08 | 1.6599e-08 | 2.6896e-08 | 4.2983e-08 | 6.7752e-08 | 1.0533e-07 | 1.6151e-07 | 2.4427e-07 | 3.6436e-07 | 5.3606e-07 | 7.7787e-07 | 1.1133e-06 | 1.5716e-06 | 2.188e-06 | 3.0047e-06 | 4.0695e-06 | 5.4363e-06 | 7.1627e-06 | 9.3081e-06 | 1.193e-05 | 1.5082e-05 | 1.8805e-05 | 2.3127e-05 | 2.8051e-05 | 3.3559e-05 | 3.9598e-05 | 4.6083e-05 | 5.2897e-05 | 5.9886e-05 | 6.6871e-05 | 7.3647e-05 | 8e-05 | 8.571e-05 | 9.057e-05 | 9.4395e-05 | 9.7035e-05 | 9.8382e-05 | 9.8382e-05 | 9.7035e-05 | 9.4395e-05 | 9.057e-05 | 8.571e-05 | 8e-05 | 7.3647e-05 | 6.6871e-05 | 5.9886e-05 | 5.2897e-05 | 4.6083e-05 | 3.9598e-05 | 3.3559e-05 | 2.8051e-05 | 2.3127e-05 | 1.8805e-05 | 1.5082e-05 | 1.193e-05 | 9.3081e-06 | 7.1627e-06 | 5.4363e-06 | 4.0695e-06 | 3.0047e-06 | 2.188e-06 | 1.5716e-06 | 1.1133e-06 | 7.7787e-07 | 5.3606e-07 | 3.6436e-07 | 2.4427e-07 | 1.6151e-07 | 1.0533e-07 | 6.7752e-08 | 4.2983e-08 | 2.6896e-08 | 1.6599e-08 | 1.0104e-08 | 6.0661e-09 | 3.592e-09 | 2.0979e-09 | 1.2085e-09 | 6.8659e-10 | 3.8475e-10 | 2.1265e-10 | 1.1592e-10 | 6.2326e-11 | 3.3052e-11 | 1.7287e-11 | 8.918e-12 | 4.5376e-12 | 2.2771e-12 | 1.1271e-12 | 5.5025e-13 | 2.6495e-13 | 1.2583e-13 | 5.8937e-14 | 2.7229e-14 | 1.2407e-14 | 5.576e-15 | 2.4715e-15 | 1.0807e-15 | 4.6595e-16 | 1.9829e-16 | 8.3147e-17 | 3.4333e-17 | 1.4013e-17 | 5.6054e-18 | 2.3356e-18 | 9.3423e-19 | 2.3356e-19 | 2.3356e-19 | 0 | 0 | 0 | 0 | 0 | 0 | 0 | 0 | 0 | 0 | 0 | 0 | 0 | 0 | 0 | 0 | 0 | 0 | 0 | 0 | 0 | 0 | 0 | 0 | 0 | 0 | 0 | 0 | 0 | 0 | 0 | 0 | 0 | 0 | 0 | 0 | 0 | 0 | 0 | 0 | 0 | 0.76786 | 65 | 0.76786 | 1367 | 0.39 | 0.4 | 47 | 47 | 0.10678 | 0.39322 | $FG$47 | $FG$47 | 4455 | 2227.5 | 2198.1041 | 0.38793 | 286.0617
40 | 1323 | 0.78786 | 0.39 | 0.001061 | 0.0004854 | 0.52065 |  | 8.7703e-09 | 6.0801e-09 | 9.9747e-09 | 1.6146e-08 | 2.5789e-08 | 4.0644e-08 | 6.3203e-08 | 9.6978e-08 | 1.4682e-07 | 2.1934e-07 | 3.2331e-07 | 4.7022e-07 | 6.7482e-07 | 9.5556e-07 | 1.3351e-06 | 1.8406e-06 | 2.5039e-06 | 3.3608e-06 | 4.451e-06 | 5.8165e-06 | 7.5e-06 | 9.5422e-06 | 1.1979e-05 | 1.4839e-05 | 1.8136e-05 | 2.1872e-05 | 2.6027e-05 | 3.056e-05 | 3.5406e-05 | 4.0474e-05 | 4.5653e-05 | 5.081e-05 | 5.5799e-05 | 6.0463e-05 | 6.4646e-05 | 6.82e-05 | 7.0993e-05 | 7.2918e-05 | 7.39e-05 | 7.39e-05 | 7.2918e-05 | 7.0993e-05 | 6.82e-05 | 6.4646e-05 | 6.0463e-05 | 5.5799e-05 | 5.081e-05 | 4.5653e-05 | 4.0474e-05 | 3.5406e-05 | 3.056e-05 | 2.6027e-05 | 2.1872e-05 | 1.8136e-05 | 1.4839e-05 | 1.1979e-05 | 9.5422e-06 | 7.5e-06 | 5.8165e-06 | 4.451e-06 | 3.3608e-06 | 2.5039e-06 | 1.8406e-06 | 1.3351e-06 | 9.5556e-07 | 6.7482e-07 | 4.7022e-07 | 3.2331e-07 | 2.1934e-07 | 1.4682e-07 | 9.6978e-08 | 6.3203e-08 | 4.0644e-08 | 2.5789e-08 | 1.6146e-08 | 9.9747e-09 | 6.0801e-09 | 3.6569e-09 | 2.1702e-09 | 1.2708e-09 | 7.3428e-10 | 4.1862e-10 | 2.3549e-10 | 1.3071e-10 | 7.1589e-11 | 3.8687e-11 | 2.0629e-11 | 1.0854e-11 | 5.6345e-12 | 2.8863e-12 | 1.4588e-12 | 7.2754e-13 | 3.5802e-13 | 1.7383e-13 | 8.3284e-14 | 3.9371e-14 | 1.8364e-14 | 8.4522e-15 | 3.8384e-15 | 1.7201e-15 | 7.6048e-16 | 3.318e-16 | 1.4283e-16 | 6.0553e-17 | 2.5468e-17 | 1.0508e-17 | 4.2744e-18 | 1.781e-18 | 7.1239e-19 | 1.781e-19 | 1.781e-19 | 0 | 0 | 0 | 0 | 0 | 0 | 0 | 0 | 0 | 0 | 0 | 0 | 0 | 0 | 0 | 0 | 0 | 0 | 0 | 0 | 0 | 0 | 0 | 0 | 0 | 0 | 0 | 0 | 0 | 0 | 0 | 0 | 0 | 0 | 0 | 0 | 0 | 0 | 0 | 0.78786 | 66 | 0.78786 | 1323 | 0.4 | 0.41 | 47 | 48 | 0.60678 | 0.89322 | $FG$47 | $FG$48 | 8012 | 2131.6153 | 1989.5045 | 9.4743 | 285.6738
41 | 1375 | 0.80786 | 0.4 | 0.00061531 | 0.00049546 | 0.51534 |  | 5.1166e-09 | 3.5256e-09 | 5.7741e-09 | 9.3347e-09 | 1.4896e-08 | 2.3465e-08 | 3.6486e-08 | 5.6e-08 | 8.4842e-08 | 1.2688e-07 | 1.873e-07 | 2.7293e-07 | 3.9258e-07 | 5.574e-07 | 7.812e-07 | 1.0807e-06 | 1.4758e-06 | 1.9894e-06 | 2.647e-06 | 3.4767e-06 | 4.5074e-06 | 5.7684e-06 | 7.2869e-06 | 9.0865e-06 | 1.1184e-05 | 1.3589e-05 | 1.6297e-05 | 1.9294e-05 | 2.2546e-05 | 2.6007e-05 | 2.9613e-05 | 3.3283e-05 | 3.6926e-05 | 4.0439e-05 | 4.3715e-05 | 4.6647e-05 | 4.9133e-05 | 5.1084e-05 | 5.2428e-05 | 5.3113e-05 | 5.3113e-05 | 5.2428e-05 | 5.1084e-05 | 4.9133e-05 | 4.6647e-05 | 4.3715e-05 | 4.0439e-05 | 3.6926e-05 | 3.3283e-05 | 2.9613e-05 | 2.6007e-05 | 2.2546e-05 | 1.9294e-05 | 1.6297e-05 | 1.3589e-05 | 1.1184e-05 | 9.0865e-06 | 7.2869e-06 | 5.7684e-06 | 4.5074e-06 | 3.4767e-06 | 2.647e-06 | 1.9894e-06 | 1.4758e-06 | 1.0807e-06 | 7.812e-07 | 5.574e-07 | 3.9258e-07 | 2.7293e-07 | 1.873e-07 | 1.2688e-07 | 8.4842e-08 | 5.6e-08 | 3.6486e-08 | 2.3465e-08 | 1.4896e-08 | 9.3347e-09 | 5.7741e-09 | 3.5256e-09 | 2.1249e-09 | 1.2642e-09 | 7.4239e-10 | 4.3035e-10 | 2.4625e-10 | 1.3909e-10 | 7.7547e-11 | 4.2678e-11 | 2.3185e-11 | 1.2433e-11 | 6.5809e-12 | 3.4385e-12 | 1.7734e-12 | 9.0287e-13 | 4.5373e-13 | 2.2507e-13 | 1.1021e-13 | 5.3268e-14 | 2.5415e-14 | 1.1969e-14 | 5.5641e-15 | 2.5534e-15 | 1.1566e-15 | 5.1701e-16 | 2.283e-16 | 9.94e-17 | 4.2749e-17 | 1.8191e-17 | 7.5362e-18 | 3.2484e-18 | 1.1694e-18 | 5.1974e-19 | 2.5987e-19 | 1.2993e-19 | 0 | 0 | 0 | 0 | 0 | 0 | 0 | 0 | 0 | 0 | 0 | 0 | 0 | 0 | 0 | 0 | 0 | 0 | 0 | 0 | 0 | 0 | 0 | 0 | 0 | 0 | 0 | 0 | 0 | 0 | 0 | 0 | 0 | 0 | 0 | 0 | 0 | 0.80786 | 67 | 0.80786 | 1375 | 0.41 | 0.42 | 48 | 48 | 0.10678 | 0.39322 | $FG$48 | $FG$48 | 3557 | 1778.5 | 1795.8415 | 0.16909 | 276.1996
42 | 1336 | 0.82786 | 0.41 | 0.00043106 | 0.0004852 | 0.51036 |  | 3.4338e-09 | 2.3503e-09 | 3.8418e-09 | 6.2011e-09 | 9.8841e-09 | 1.5557e-08 | 2.418e-08 | 3.7111e-08 | 5.6245e-08 | 8.4176e-08 | 1.244e-07 | 1.8155e-07 | 2.6162e-07 | 3.723e-07 | 5.2317e-07 | 7.2596e-07 | 9.9475e-07 | 1.346e-06 | 1.7985e-06 | 2.373e-06 | 3.0917e-06 | 3.9778e-06 | 5.0537e-06 | 6.3403e-06 | 7.8548e-06 | 9.6092e-06 | 1.1608e-05 | 1.3848e-05 | 1.6312e-05 | 1.8975e-05 | 2.1796e-05 | 2.4722e-05 | 2.7691e-05 | 3.0628e-05 | 3.3452e-05 | 3.6079e-05 | 3.8425e-05 | 4.0411e-05 | 4.1968e-05 | 4.3039e-05 | 4.3585e-05 | 4.3585e-05 | 4.3039e-05 | 4.1968e-05 | 4.0411e-05 | 3.8425e-05 | 3.6079e-05 | 3.3452e-05 | 3.0628e-05 | 2.7691e-05 | 2.4722e-05 | 2.1796e-05 | 1.8975e-05 | 1.6312e-05 | 1.3848e-05 | 1.1608e-05 | 9.6092e-06 | 7.8548e-06 | 6.3403e-06 | 5.0537e-06 | 3.9778e-06 | 3.0917e-06 | 2.373e-06 | 1.7985e-06 | 1.346e-06 | 9.9475e-07 | 7.2596e-07 | 5.2317e-07 | 3.723e-07 | 2.6162e-07 | 1.8155e-07 | 1.244e-07 | 8.4176e-08 | 5.6245e-08 | 3.7111e-08 | 2.418e-08 | 1.5557e-08 | 9.8841e-09 | 6.2011e-09 | 3.8418e-09 | 2.3503e-09 | 1.4198e-09 | 8.47e-10 | 4.9895e-10 | 2.9024e-10 | 1.6672e-10 | 9.4567e-11 | 5.2969e-11 | 2.9298e-11 | 1.6002e-11 | 8.6306e-12 | 4.5966e-12 | 2.4175e-12 | 1.2555e-12 | 6.4386e-13 | 3.2606e-13 | 1.6305e-13 | 8.0518e-14 | 3.9263e-14 | 1.8906e-14 | 8.9897e-15 | 4.221e-15 | 1.9572e-15 | 8.9612e-16 | 4.0509e-16 | 1.8085e-16 | 7.9763e-17 | 3.4741e-17 | 1.4935e-17 | 6.2772e-18 | 2.7057e-18 | 1.0823e-18 | 4.3291e-19 | 2.1645e-19 | 1.0823e-19 | 0 | 0 | 0 | 0 | 0 | 0 | 0 | 0 | 0 | 0 | 0 | 0 | 0 | 0 | 0 | 0 | 0 | 0 | 0 | 0 | 0 | 0 | 0 | 0 | 0 | 0 | 0 | 0 | 0 | 0 | 0 | 0 | 0 | 0 | 0 | 0.82786 | 68 | 0.82786 | 1336 | 0.42 | 0.43 | 48 | 49 | 0.60678 | 0.89322 | $FG$48 | $FG$49 | 6565 | 1719.88 | 1618.654 | 5.9578 | 276.0305
43 | 1393 | 0.84786 | 0.42 | 0.00023368 | 0.00048452 | 0.50568 |  | 2.2213e-09 | 1.5095e-09 | 2.462e-09 | 3.9668e-09 | 6.3137e-09 | 9.927e-09 | 1.5418e-08 | 2.3656e-08 | 3.5854e-08 | 5.3681e-08 | 7.9395e-08 | 1.16e-07 | 1.6742e-07 | 2.3869e-07 | 3.3617e-07 | 4.6771e-07 | 6.428e-07 | 8.7271e-07 | 1.1704e-06 | 1.5506e-06 | 2.0294e-06 | 2.6237e-06 | 3.3508e-06 | 4.2273e-06 | 5.2683e-06 | 6.4859e-06 | 7.8878e-06 | 9.4761e-06 | 1.1246e-05 | 1.3184e-05 | 1.5268e-05 | 1.7467e-05 | 1.9739e-05 | 2.2036e-05 | 2.4301e-05 | 2.6473e-05 | 2.8489e-05 | 3.0285e-05 | 3.1804e-05 | 3.2993e-05 | 3.3809e-05 | 3.4226e-05 | 3.4226e-05 | 3.3809e-05 | 3.2993e-05 | 3.1804e-05 | 3.0285e-05 | 2.8489e-05 | 2.6473e-05 | 2.4301e-05 | 2.2036e-05 | 1.9739e-05 | 1.7467e-05 | 1.5268e-05 | 1.3184e-05 | 1.1246e-05 | 9.4761e-06 | 7.8878e-06 | 6.4859e-06 | 5.2683e-06 | 4.2273e-06 | 3.3508e-06 | 2.6237e-06 | 2.0294e-06 | 1.5506e-06 | 1.1704e-06 | 8.7271e-07 | 6.428e-07 | 4.6771e-07 | 3.3617e-07 | 2.3869e-07 | 1.6742e-07 | 1.16e-07 | 7.9395e-08 | 5.3681e-08 | 3.5854e-08 | 2.3656e-08 | 1.5418e-08 | 9.927e-09 | 6.3137e-09 | 3.9668e-09 | 2.462e-09 | 1.5095e-09 | 9.1422e-10 | 5.4697e-10 | 3.2327e-10 | 1.8873e-10 | 1.0885e-10 | 6.2014e-11 | 3.4901e-11 | 1.9404e-11 | 1.0657e-11 | 5.7814e-12 | 3.0984e-12 | 1.6403e-12 | 8.5786e-13 | 4.4319e-13 | 2.2618e-13 | 1.1402e-13 | 5.6785e-14 | 2.7935e-14 | 1.3576e-14 | 6.5173e-15 | 3.0908e-15 | 1.4478e-15 | 6.7004e-16 | 3.0638e-16 | 1.3827e-16 | 6.176e-17 | 2.7171e-17 | 1.1817e-17 | 5.0892e-18 | 2.1564e-18 | 9.4883e-19 | 3.4503e-19 | 1.7251e-19 | 8.6257e-20 | 0 | 0 | 0 | 0 | 0 | 0 | 0 | 0 | 0 | 0 | 0 | 0 | 0 | 0 | 0 | 0 | 0 | 0 | 0 | 0 | 0 | 0 | 0 | 0 | 0 | 0 | 0 | 0 | 0 | 0 | 0 | 0 | 0 | 0.84786 | 69 | 0.84786 | 1393 | 0.43 | 0.44 | 49 | 49 | 0.10678 | 0.39322 | $FG$49 | $FG$49 | 3008 | 1504 | 1458.793 | 1.3588 | 270.0727
44 | 1356 | 0.86786 | 0.43 | 0.00010771 | 0.00048356 | 0.50129 |  | 1.5193e-09 | 1.0246e-09 | 1.6671e-09 | 2.6806e-09 | 4.2594e-09 | 6.6881e-09 | 1.0378e-08 | 1.5913e-08 | 2.4112e-08 | 3.6105e-08 | 5.3424e-08 | 7.8119e-08 | 1.1288e-07 | 1.6118e-07 | 2.2744e-07 | 3.1714e-07 | 4.37e-07 | 5.9506e-07 | 8.0072e-07 | 1.0647e-06 | 1.3991e-06 | 1.8168e-06 | 2.3312e-06 | 2.9561e-06 | 3.7043e-06 | 4.5869e-06 | 5.6129e-06 | 6.7873e-06 | 8.1105e-06 | 9.5773e-06 | 1.1176e-05 | 1.2887e-05 | 1.4685e-05 | 1.6537e-05 | 1.8402e-05 | 2.0236e-05 | 2.1989e-05 | 2.3613e-05 | 2.5058e-05 | 2.6276e-05 | 2.7229e-05 | 2.7884e-05 | 2.8217e-05 | 2.8217e-05 | 2.7884e-05 | 2.7229e-05 | 2.6276e-05 | 2.5058e-05 | 2.3613e-05 | 2.1989e-05 | 2.0236e-05 | 1.8402e-05 | 1.6537e-05 | 1.4685e-05 | 1.2887e-05 | 1.1176e-05 | 9.5773e-06 | 8.1105e-06 | 6.7873e-06 | 5.6129e-06 | 4.5869e-06 | 3.7043e-06 | 2.9561e-06 | 2.3312e-06 | 1.8168e-06 | 1.3991e-06 | 1.0647e-06 | 8.0072e-07 | 5.9506e-07 | 4.37e-07 | 3.1714e-07 | 2.2744e-07 | 1.6118e-07 | 1.1288e-07 | 7.8119e-08 | 5.3424e-08 | 3.6105e-08 | 2.4112e-08 | 1.5913e-08 | 1.0378e-08 | 6.6881e-09 | 4.2594e-09 | 2.6806e-09 | 1.6671e-09 | 1.0246e-09 | 6.2223e-10 | 3.7343e-10 | 2.2147e-10 | 1.2979e-10 | 7.517e-11 | 4.302e-11 | 2.433e-11 | 1.3598e-11 | 7.5098e-12 | 4.0986e-12 | 2.2104e-12 | 1.1781e-12 | 6.2045e-13 | 3.2291e-13 | 1.6607e-13 | 8.4404e-14 | 4.2391e-14 | 2.1039e-14 | 1.0318e-14 | 5.0009e-15 | 2.3951e-15 | 1.1336e-15 | 5.3016e-16 | 2.4502e-16 | 1.1194e-16 | 5.0519e-17 | 2.2517e-17 | 9.8873e-18 | 4.3302e-18 | 1.8764e-18 | 7.9387e-19 | 3.6085e-19 | 1.4434e-19 | 0 | 7.217e-20 | 0 | 0 | 0 | 0 | 0 | 0 | 0 | 0 | 0 | 0 | 0 | 0 | 0 | 0 | 0 | 0 | 0 | 0 | 0 | 0 | 0 | 0 | 0 | 0 | 0 | 0 | 0 | 0 | 0 | 0 | 0.86786 | 70 | 0.86786 | 1356 | 0.44 | 0.45 | 49 | 50 | 0.60678 | 0.89322 | $FG$49 | $FG$50 | 5494 | 1448.263 | 1316.4866 | 11.9902 | 268.7138
45 | 1390 | 0.88786 | 0.44 | 3.6265e-05 | 0.00048388 | 0.49716 |  | 1.1141e-09 | 7.4521e-10 | 1.2095e-09 | 1.9404e-09 | 3.0774e-09 | 4.8247e-09 | 7.4774e-09 | 1.1456e-08 | 1.7349e-08 | 2.5974e-08 | 3.8441e-08 | 5.6239e-08 | 8.1334e-08 | 1.1628e-07 | 1.6433e-07 | 2.2958e-07 | 3.1706e-07 | 4.3285e-07 | 5.8415e-07 | 7.7931e-07 | 1.0277e-06 | 1.3398e-06 | 1.7267e-06 | 2.1997e-06 | 2.7702e-06 | 3.4487e-06 | 4.2441e-06 | 5.1631e-06 | 6.2091e-06 | 7.3814e-06 | 8.6745e-06 | 1.0077e-05 | 1.1573e-05 | 1.3137e-05 | 1.4743e-05 | 1.6355e-05 | 1.7935e-05 | 1.9443e-05 | 2.0835e-05 | 2.2072e-05 | 2.3114e-05 | 2.3927e-05 | 2.4485e-05 | 2.4769e-05 | 2.4769e-05 | 2.4485e-05 | 2.3927e-05 | 2.3114e-05 | 2.2072e-05 | 2.0835e-05 | 1.9443e-05 | 1.7935e-05 | 1.6355e-05 | 1.4743e-05 | 1.3137e-05 | 1.1573e-05 | 1.0077e-05 | 8.6745e-06 | 7.3814e-06 | 6.2091e-06 | 5.1631e-06 | 4.2441e-06 | 3.4487e-06 | 2.7702e-06 | 2.1997e-06 | 1.7267e-06 | 1.3398e-06 | 1.0277e-06 | 7.7931e-07 | 5.8415e-07 | 4.3285e-07 | 3.1706e-07 | 2.2958e-07 | 1.6433e-07 | 1.1628e-07 | 8.1334e-08 | 5.6239e-08 | 3.8441e-08 | 2.5974e-08 | 1.7349e-08 | 1.1456e-08 | 7.4774e-09 | 4.8247e-09 | 3.0774e-09 | 1.9404e-09 | 1.2095e-09 | 7.4521e-10 | 4.539e-10 | 2.733e-10 | 1.6267e-10 | 9.5713e-11 | 5.567e-11 | 3.2009e-11 | 1.8193e-11 | 1.0222e-11 | 5.6776e-12 | 3.1173e-12 | 1.692e-12 | 9.0781e-13 | 4.8149e-13 | 2.5245e-13 | 1.3085e-13 | 6.7039e-14 | 3.3954e-14 | 1.7e-14 | 8.4141e-15 | 4.1167e-15 | 1.991e-15 | 9.5191e-16 | 4.4995e-16 | 2.1022e-16 | 9.7074e-17 | 4.4294e-17 | 1.9993e-17 | 8.936e-18 | 3.9215e-18 | 1.7358e-18 | 7.7145e-19 | 2.5715e-19 | 1.9286e-19 | 0 | 6.4288e-20 | 0 | 0 | 0 | 0 | 0 | 0 | 0 | 0 | 0 | 0 | 0 | 0 | 0 | 0 | 0 | 0 | 0 | 0 | 0 | 0 | 0 | 0 | 0 | 0 | 0 | 0 | 0 | 0 | 0.88786 | 71 | 0.88786 | 1390 | 0.45 | 0.46 | 50 | 50 | 0.10678 | 0.39322 | $FG$50 | $FG$50 | 2486 | 1243 | 1191.4297 | 2.1396 | 256.7236
46 | 1426 | 0.90786 | 0.45 | 9.2015e-06 | 0.00047661 | 0.49327 |  | 8.6718e-10 | 5.7515e-10 | 9.3089e-10 | 1.4899e-09 | 2.358e-09 | 3.6904e-09 | 5.7113e-09 | 8.7406e-09 | 1.3228e-08 | 1.9795e-08 | 2.9293e-08 | 4.2866e-08 | 6.203e-08 | 8.8761e-08 | 1.256e-07 | 1.7574e-07 | 2.4317e-07 | 3.3272e-07 | 4.5018e-07 | 6.0232e-07 | 7.9691e-07 | 1.0426e-06 | 1.3489e-06 | 1.7257e-06 | 2.1832e-06 | 2.7312e-06 | 3.3788e-06 | 4.1333e-06 | 5e-06 | 5.9811e-06 | 7.075e-06 | 8.2759e-06 | 9.5727e-06 | 1.0949e-05 | 1.2385e-05 | 1.3852e-05 | 1.5321e-05 | 1.6757e-05 | 1.8123e-05 | 1.9383e-05 | 2.0499e-05 | 2.1438e-05 | 2.217e-05 | 2.2673e-05 | 2.2928e-05 | 2.2928e-05 | 2.2673e-05 | 2.217e-05 | 2.1438e-05 | 2.0499e-05 | 1.9383e-05 | 1.8123e-05 | 1.6757e-05 | 1.5321e-05 | 1.3852e-05 | 1.2385e-05 | 1.0949e-05 | 9.5727e-06 | 8.2759e-06 | 7.075e-06 | 5.9811e-06 | 5e-06 | 4.1333e-06 | 3.3788e-06 | 2.7312e-06 | 2.1832e-06 | 1.7257e-06 | 1.3489e-06 | 1.0426e-06 | 7.9691e-07 | 6.0232e-07 | 4.5018e-07 | 3.3272e-07 | 2.4317e-07 | 1.7574e-07 | 1.256e-07 | 8.8761e-08 | 6.203e-08 | 4.2866e-08 | 2.9293e-08 | 1.9795e-08 | 1.3228e-08 | 8.7406e-09 | 5.7113e-09 | 3.6904e-09 | 2.358e-09 | 1.4899e-09 | 9.3089e-10 | 5.7515e-10 | 3.514e-10 | 2.123e-10 | 1.2684e-10 | 7.4934e-11 | 4.3777e-11 | 2.529e-11 | 1.4447e-11 | 8.1614e-12 | 4.5591e-12 | 2.5184e-12 | 1.3757e-12 | 7.4308e-13 | 3.9691e-13 | 2.0965e-13 | 1.095e-13 | 5.6558e-14 | 2.8887e-14 | 1.459e-14 | 7.2866e-15 | 3.5987e-15 | 1.7575e-15 | 8.4878e-16 | 4.0534e-16 | 1.9141e-16 | 8.9364e-17 | 4.1301e-17 | 1.8839e-17 | 8.5138e-18 | 3.804e-18 | 1.6907e-18 | 7.2458e-19 | 3.0191e-19 | 1.2076e-19 | 6.0381e-20 | 6.0381e-20 | 0 | 0 | 0 | 0 | 0 | 0 | 0 | 0 | 0 | 0 | 0 | 0 | 0 | 0 | 0 | 0 | 0 | 0 | 0 | 0 | 0 | 0 | 0 | 0 | 0 | 0 | 0.90786 | 72 | 0.90786 | 1426 | 0.46 | 0.47 | 50 | 51 | 0.60678 | 0.89322 | $FG$50 | $FG$51 | 4551 | 1198.0474 | 1082.8879 | 11.0694 | 254.584
47 | 1309 | 0.92786 | 0.46 | 1.0825e-06 | 0.00047438 | 0.4896 |  | 7.0923e-10 | 4.6625e-10 | 7.5246e-10 | 1.2012e-09 | 1.8969e-09 | 2.963e-09 | 4.5782e-09 | 6.9973e-09 | 1.0579e-08 | 1.5821e-08 | 2.3405e-08 | 3.425e-08 | 4.9577e-08 | 7.0986e-08 | 1.0054e-07 | 1.4086e-07 | 1.9522e-07 | 2.6762e-07 | 3.6291e-07 | 4.868e-07 | 6.4591e-07 | 8.4777e-07 | 1.1007e-06 | 1.4136e-06 | 1.7957e-06 | 2.2566e-06 | 2.805e-06 | 3.449e-06 | 4.1949e-06 | 5.047e-06 | 6.0065e-06 | 7.0711e-06 | 8.2342e-06 | 9.485e-06 | 1.0808e-05 | 1.2181e-05 | 1.3581e-05 | 1.4978e-05 | 1.634e-05 | 1.7632e-05 | 1.8822e-05 | 1.9874e-05 | 2.0757e-05 | 2.1446e-05 | 2.1918e-05 | 2.2157e-05 | 2.2157e-05 | 2.1918e-05 | 2.1446e-05 | 2.0757e-05 | 1.9874e-05 | 1.8822e-05 | 1.7632e-05 | 1.634e-05 | 1.4978e-05 | 1.3581e-05 | 1.2181e-05 | 1.0808e-05 | 9.485e-06 | 8.2342e-06 | 7.0711e-06 | 6.0065e-06 | 5.047e-06 | 4.1949e-06 | 3.449e-06 | 2.805e-06 | 2.2566e-06 | 1.7957e-06 | 1.4136e-06 | 1.1007e-06 | 8.4777e-07 | 6.4591e-07 | 4.868e-07 | 3.6291e-07 | 2.6762e-07 | 1.9522e-07 | 1.4086e-07 | 1.0054e-07 | 7.0986e-08 | 4.9577e-08 | 3.425e-08 | 2.3405e-08 | 1.5821e-08 | 1.0579e-08 | 6.9973e-09 | 4.5782e-09 | 2.963e-09 | 1.8969e-09 | 1.2012e-09 | 7.5246e-10 | 4.6625e-10 | 2.8578e-10 | 1.7327e-10 | 1.0392e-10 | 6.1649e-11 | 3.6178e-11 | 2.1001e-11 | 1.2059e-11 | 6.8493e-12 | 3.8483e-12 | 2.1388e-12 | 1.1758e-12 | 6.3941e-13 | 3.4396e-13 | 1.8302e-13 | 9.6334e-14 | 5.0157e-14 | 2.5832e-14 | 1.316e-14 | 6.6318e-15 | 3.3059e-15 | 1.6301e-15 | 7.9509e-16 | 3.8363e-16 | 1.8305e-16 | 8.6436e-17 | 4.0376e-17 | 1.8649e-17 | 8.5252e-18 | 3.8482e-18 | 1.7169e-18 | 7.6963e-19 | 3.5522e-19 | 1.1841e-19 | 5.9203e-20 | 5.9203e-20 | 0 | 0 | 0 | 0 | 0 | 0 | 0 | 0 | 0 | 0 | 0 | 0 | 0 | 0 | 0 | 0 | 0 | 0 | 0 | 0 | 0 | 0 | 0 | 0 | 0.92786 | 73 | 0.92786 | 1309 | 0.47 | 0.48 | 51 | 51 | 0.10678 | 0.39322 | $FG$51 | $FG$51 | 2065 | 1032.5 | 989.8057 | 1.7654 | 243.5146
48 | 1353 | 0.94786 | 0.47 | 1.4434e-07 | 0.00048121 | 0.48614 |  | 6.0285e-10 | 3.927e-10 | 6.3185e-10 | 1.0059e-09 | 1.5847e-09 | 2.4702e-09 | 3.8099e-09 | 5.8145e-09 | 8.7806e-09 | 1.312e-08 | 1.9399e-08 | 2.838e-08 | 4.1084e-08 | 5.8848e-08 | 8.3406e-08 | 1.1697e-07 | 1.6232e-07 | 2.2288e-07 | 3.0282e-07 | 4.071e-07 | 5.4154e-07 | 7.1281e-07 | 9.2837e-07 | 1.1964e-06 | 1.5256e-06 | 1.925e-06 | 2.4034e-06 | 2.9691e-06 | 3.6294e-06 | 4.3899e-06 | 5.2539e-06 | 6.2219e-06 | 7.2908e-06 | 8.4534e-06 | 9.6985e-06 | 1.101e-05 | 1.2367e-05 | 1.3746e-05 | 1.5118e-05 | 1.6451e-05 | 1.7715e-05 | 1.8874e-05 | 1.9899e-05 | 2.0758e-05 | 2.1427e-05 | 2.1884e-05 | 2.2117e-05 | 2.2117e-05 | 2.1884e-05 | 2.1427e-05 | 2.0758e-05 | 1.9899e-05 | 1.8874e-05 | 1.7715e-05 | 1.6451e-05 | 1.5118e-05 | 1.3746e-05 | 1.2367e-05 | 1.101e-05 | 9.6985e-06 | 8.4534e-06 | 7.2908e-06 | 6.2219e-06 | 5.2539e-06 | 4.3899e-06 | 3.6294e-06 | 2.9691e-06 | 2.4034e-06 | 1.925e-06 | 1.5256e-06 | 1.1964e-06 | 9.2837e-07 | 7.1281e-07 | 5.4154e-07 | 4.071e-07 | 3.0282e-07 | 2.2288e-07 | 1.6232e-07 | 1.1697e-07 | 8.3406e-08 | 5.8848e-08 | 4.1084e-08 | 2.838e-08 | 1.9399e-08 | 1.312e-08 | 8.7806e-09 | 5.8145e-09 | 3.8099e-09 | 2.4702e-09 | 1.5847e-09 | 1.0059e-09 | 6.3185e-10 | 3.927e-10 | 2.415e-10 | 1.4696e-10 | 8.8485e-11 | 5.2718e-11 | 3.1078e-11 | 1.8129e-11 | 1.0464e-11 | 5.976e-12 | 3.3771e-12 | 1.8884e-12 | 1.0449e-12 | 5.7204e-13 | 3.0989e-13 | 1.6611e-13 | 8.8103e-14 | 4.6238e-14 | 2.4011e-14 | 1.2338e-14 | 6.2731e-15 | 3.156e-15 | 1.571e-15 | 7.7382e-16 | 3.772e-16 | 1.8189e-16 | 8.6806e-17 | 4.0945e-17 | 1.9184e-17 | 8.8125e-18 | 4.0765e-18 | 1.8584e-18 | 7.7934e-19 | 3.597e-19 | 1.7985e-19 | 5.9949e-20 | 5.9949e-20 | 0 | 0 | 0 | 0 | 0 | 0 | 0 | 0 | 0 | 0 | 0 | 0 | 0 | 0 | 0 | 0 | 0 | 0 | 0 | 0 | 0 | 0 | 0.94786 | 74 | 0.94786 | 1353 | 0.48 | 0.49 | 51 | 52 | 0.60678 | 0.89322 | $FG$51 | $FG$52 | 3903 | 1008.2619 | 910.9107 | 9.3996 | 241.7492
49 | 1389 | 0.96786 | 0.48 | 1.8042e-07 | 0.00048288 | 0.48287 |  | 5.1093e-10 | 3.297e-10 | 5.2882e-10 | 8.3953e-10 | 1.3192e-09 | 2.0517e-09 | 3.1583e-09 | 4.8122e-09 | 7.2572e-09 | 1.0833e-08 | 1.6004e-08 | 2.3404e-08 | 3.3874e-08 | 4.8528e-08 | 6.881e-08 | 9.6573e-08 | 1.3415e-07 | 1.8445e-07 | 2.5101e-07 | 3.3811e-07 | 4.5076e-07 | 5.9482e-07 | 7.769e-07 | 1.0043e-06 | 1.2851e-06 | 1.6275e-06 | 2.0402e-06 | 2.5313e-06 | 3.1085e-06 | 3.7784e-06 | 4.5456e-06 | 5.4128e-06 | 6.3796e-06 | 7.4423e-06 | 8.5932e-06 | 9.8207e-06 | 1.1109e-05 | 1.2438e-05 | 1.3783e-05 | 1.5118e-05 | 1.6412e-05 | 1.7636e-05 | 1.8757e-05 | 1.9745e-05 | 2.0573e-05 | 2.1217e-05 | 2.1658e-05 | 2.1881e-05 | 2.1881e-05 | 2.1658e-05 | 2.1217e-05 | 2.0573e-05 | 1.9745e-05 | 1.8757e-05 | 1.7636e-05 | 1.6412e-05 | 1.5118e-05 | 1.3783e-05 | 1.2438e-05 | 1.1109e-05 | 9.8207e-06 | 8.5932e-06 | 7.4423e-06 | 6.3796e-06 | 5.4128e-06 | 4.5456e-06 | 3.7784e-06 | 3.1085e-06 | 2.5313e-06 | 2.0402e-06 | 1.6275e-06 | 1.2851e-06 | 1.0043e-06 | 7.769e-07 | 5.9482e-07 | 4.5076e-07 | 3.3811e-07 | 2.5101e-07 | 1.8445e-07 | 1.3415e-07 | 9.6573e-08 | 6.881e-08 | 4.8528e-08 | 3.3874e-08 | 2.3404e-08 | 1.6004e-08 | 1.0833e-08 | 7.2572e-09 | 4.8122e-09 | 3.1583e-09 | 2.0517e-09 | 1.3192e-09 | 8.3953e-10 | 5.2882e-10 | 3.297e-10 | 2.0345e-10 | 1.2427e-10 | 7.5125e-11 | 4.4952e-11 | 2.6623e-11 | 1.5606e-11 | 9.055e-12 | 5.2001e-12 | 2.9558e-12 | 1.6629e-12 | 9.2602e-13 | 5.1039e-13 | 2.7844e-13 | 1.5034e-13 | 8.035e-14 | 4.2503e-14 | 2.2254e-14 | 1.1532e-14 | 5.9153e-15 | 3.0031e-15 | 1.5091e-15 | 7.5052e-16 | 3.6952e-16 | 1.8e-16 | 8.6814e-17 | 4.1452e-17 | 1.9613e-17 | 9.1446e-18 | 4.2113e-18 | 1.9853e-18 | 8.4227e-19 | 4.2113e-19 | 1.8049e-19 | 6.0162e-20 | 6.0162e-20 | 0 | 0 | 0 | 0 | 0 | 0 | 0 | 0 | 0 | 0 | 0 | 0 | 0 | 0 | 0 | 0 | 0 | 0 | 0 | 0 | 0.96786 | 75 | 0.96786 | 1389 | 0.49 | 0.5 | 52 | 52 | 0.10678 | 0.39322 | $FG$52 | $FG$52 | 1838 | 919 | 844.8073 | 5.9897 | 232.3496
50 | 1259 | 0.98786 | 0.49 | 1.4434e-07 | 0.0004876 | 0.47978 |  | 4.3825e-10 | 2.8007e-10 | 4.4776e-10 | 7.0875e-10 | 1.1107e-09 | 1.7234e-09 | 2.6475e-09 | 4.0266e-09 | 6.0633e-09 | 9.0394e-09 | 1.3343e-08 | 1.9499e-08 | 2.8212e-08 | 4.0413e-08 | 5.7316e-08 | 8.0482e-08 | 1.1189e-07 | 1.54e-07 | 2.0986e-07 | 2.8315e-07 | 3.7823e-07 | 5.0022e-07 | 6.5498e-07 | 8.491e-07 | 1.0898e-06 | 1.3849e-06 | 1.7424e-06 | 2.1704e-06 | 2.6766e-06 | 3.2681e-06 | 3.9508e-06 | 4.7285e-06 | 5.6032e-06 | 6.5737e-06 | 7.6357e-06 | 8.7811e-06 | 9.9981e-06 | 1.1271e-05 | 1.2579e-05 | 1.39e-05 | 1.5206e-05 | 1.6471e-05 | 1.7663e-05 | 1.8753e-05 | 1.9713e-05 | 2.0516e-05 | 2.114e-05 | 2.1566e-05 | 2.1783e-05 | 2.1783e-05 | 2.1566e-05 | 2.114e-05 | 2.0516e-05 | 1.9713e-05 | 1.8753e-05 | 1.7663e-05 | 1.6471e-05 | 1.5206e-05 | 1.39e-05 | 1.2579e-05 | 1.1271e-05 | 9.9981e-06 | 8.7811e-06 | 7.6357e-06 | 6.5737e-06 | 5.6032e-06 | 4.7285e-06 | 3.9508e-06 | 3.2681e-06 | 2.6766e-06 | 2.1704e-06 | 1.7424e-06 | 1.3849e-06 | 1.0898e-06 | 8.491e-07 | 6.5498e-07 | 5.0022e-07 | 3.7823e-07 | 2.8315e-07 | 2.0986e-07 | 1.54e-07 | 1.1189e-07 | 8.0482e-08 | 5.7316e-08 | 4.0413e-08 | 2.8212e-08 | 1.9499e-08 | 1.3343e-08 | 9.0394e-09 | 6.0633e-09 | 4.0266e-09 | 2.6475e-09 | 1.7234e-09 | 1.1107e-09 | 7.0875e-10 | 4.4776e-10 | 2.8007e-10 | 1.7344e-10 | 1.0634e-10 | 6.4549e-11 | 3.8793e-11 | 2.3083e-11 | 1.3598e-11 | 7.9315e-12 | 4.5801e-12 | 2.6186e-12 | 1.4823e-12 | 8.307e-13 | 4.6092e-13 | 2.5321e-13 | 1.3772e-13 | 7.4159e-14 | 3.9537e-14 | 2.0869e-14 | 1.0906e-14 | 5.6429e-15 | 2.8907e-15 | 1.4661e-15 | 7.3617e-16 | 3.6599e-16 | 1.8011e-16 | 8.7837e-17 | 4.2339e-17 | 2.0228e-17 | 9.537e-18 | 4.4951e-18 | 2.0653e-18 | 9.7192e-19 | 4.2522e-19 | 1.8224e-19 | 1.2149e-19 | 6.0745e-20 | 0 | 0 | 0 | 0 | 0 | 0 | 0 | 0 | 0 | 0 | 0 | 0 | 0 | 0 | 0 | 0 | 0 | 0 | 0.98786 | 76 | 0.98786 | 1259 | 0.5 | 0.51 | 52 | 53 | 0.60678 | 0.89322 | $FG$52 | $FG$53 | 3449 | 894.7619 | 790.0562 | 12.2527 | 226.3599
51 | 1198 | 1.0079 | 0.5 | 4.5286e-05 | 0.00047881 | 0.47686 |  | 3.9851e-10 | 2.5216e-10 | 4.0181e-10 | 6.3409e-10 | 9.9097e-10 | 1.5338e-09 | 2.3509e-09 | 3.5687e-09 | 5.3649e-09 | 7.9873e-09 | 1.1777e-08 | 1.7196e-08 | 2.4866e-08 | 3.5611e-08 | 5.0506e-08 | 7.0939e-08 | 9.8677e-08 | 1.3593e-07 | 1.8545e-07 | 2.5056e-07 | 3.3525e-07 | 4.4424e-07 | 5.8298e-07 | 7.5766e-07 | 9.7516e-07 | 1.243e-06 | 1.569e-06 | 1.9615e-06 | 2.4285e-06 | 2.9775e-06 | 3.6155e-06 | 4.3477e-06 | 5.1778e-06 | 6.1067e-06 | 7.1327e-06 | 8.2506e-06 | 9.4516e-06 | 1.0723e-05 | 1.2047e-05 | 1.3405e-05 | 1.4771e-05 | 1.612e-05 | 1.7421e-05 | 1.8646e-05 | 1.9764e-05 | 2.0747e-05 | 2.1569e-05 | 2.2206e-05 | 2.2641e-05 | 2.2862e-05 | 2.2862e-05 | 2.2641e-05 | 2.2206e-05 | 2.1569e-05 | 2.0747e-05 | 1.9764e-05 | 1.8646e-05 | 1.7421e-05 | 1.612e-05 | 1.4771e-05 | 1.3405e-05 | 1.2047e-05 | 1.0723e-05 | 9.4516e-06 | 8.2506e-06 | 7.1327e-06 | 6.1067e-06 | 5.1778e-06 | 4.3477e-06 | 3.6155e-06 | 2.9775e-06 | 2.4285e-06 | 1.9615e-06 | 1.569e-06 | 1.243e-06 | 9.7516e-07 | 7.5766e-07 | 5.8298e-07 | 4.4424e-07 | 3.3525e-07 | 2.5056e-07 | 1.8545e-07 | 1.3593e-07 | 9.8677e-08 | 7.0939e-08 | 5.0506e-08 | 3.5611e-08 | 2.4866e-08 | 1.7196e-08 | 1.1777e-08 | 7.9873e-09 | 5.3649e-09 | 3.5687e-09 | 2.3509e-09 | 1.5338e-09 | 9.9097e-10 | 6.3409e-10 | 4.0181e-10 | 2.5216e-10 | 1.5672e-10 | 9.6458e-11 | 5.8796e-11 | 3.5493e-11 | 2.1219e-11 | 1.2563e-11 | 7.3659e-12 | 4.2772e-12 | 2.4596e-12 | 1.4008e-12 | 7.9005e-13 | 4.4129e-13 | 2.4411e-13 | 1.3373e-13 | 7.255e-14 | 3.898e-14 | 2.0741e-14 | 1.093e-14 | 5.7038e-15 | 2.9479e-15 | 1.5088e-15 | 7.6482e-16 | 3.8393e-16 | 1.9086e-16 | 9.401e-17 | 4.5777e-17 | 2.2112e-17 | 1.0604e-17 | 5.0432e-18 | 2.3276e-18 | 1.0992e-18 | 5.1725e-19 | 1.9397e-19 | 1.2931e-19 | 0 | 6.4656e-20 | 0 | 0 | 0 | 0 | 0 | 0 | 0 | 0 | 0 | 0 | 0 | 0 | 0 | 0 | 0 | 1.0079 | 77 | 1.0079 | 1198 | 0.51 | 0.52 | 53 | 53 | 0.10678 | 0.39322 | $FG$53 | $FG$53 | 1611 | 805.5 | 745.2376 | 4.5084 | 214.1072
52 | 1159 | 1.0279 | 0.51 | 0 | 0.00047709 | 0.47409 |  | 3.146e-10 | 1.9706e-10 | 3.1295e-10 | 4.9232e-10 | 7.6722e-10 | 1.1844e-09 | 1.8112e-09 | 2.7437e-09 | 4.1174e-09 | 6.1206e-09 | 9.013e-09 | 1.3148e-08 | 1.8999e-08 | 2.7196e-08 | 3.8564e-08 | 5.417e-08 | 7.5377e-08 | 1.039e-07 | 1.4187e-07 | 1.919e-07 | 2.5714e-07 | 3.4131e-07 | 4.4878e-07 | 5.8454e-07 | 7.5422e-07 | 9.6402e-07 | 1.2206e-06 | 1.5309e-06 | 1.9021e-06 | 2.3412e-06 | 2.8544e-06 | 3.4475e-06 | 4.1247e-06 | 4.8886e-06 | 5.7395e-06 | 6.6752e-06 | 7.6905e-06 | 8.777e-06 | 9.9229e-06 | 1.1113e-05 | 1.2329e-05 | 1.3549e-05 | 1.4751e-05 | 1.5908e-05 | 1.6994e-05 | 1.7985e-05 | 1.8854e-05 | 1.9579e-05 | 2.0142e-05 | 2.0526e-05 | 2.072e-05 | 2.072e-05 | 2.0526e-05 | 2.0142e-05 | 1.9579e-05 | 1.8854e-05 | 1.7985e-05 | 1.6994e-05 | 1.5908e-05 | 1.4751e-05 | 1.3549e-05 | 1.2329e-05 | 1.1113e-05 | 9.9229e-06 | 8.777e-06 | 7.6905e-06 | 6.6752e-06 | 5.7395e-06 | 4.8886e-06 | 4.1247e-06 | 3.4475e-06 | 2.8544e-06 | 2.3412e-06 | 1.9021e-06 | 1.5309e-06 | 1.2206e-06 | 9.6402e-07 | 7.5422e-07 | 5.8454e-07 | 4.4878e-07 | 3.4131e-07 | 2.5714e-07 | 1.919e-07 | 1.4187e-07 | 1.039e-07 | 7.5377e-08 | 5.417e-08 | 3.8564e-08 | 2.7196e-08 | 1.8999e-08 | 1.3148e-08 | 9.013e-09 | 6.1206e-09 | 4.1174e-09 | 2.7437e-09 | 1.8112e-09 | 1.1844e-09 | 7.6722e-10 | 4.9232e-10 | 3.1295e-10 | 1.9706e-10 | 1.2292e-10 | 7.5956e-11 | 4.6493e-11 | 2.8192e-11 | 1.6934e-11 | 1.0076e-11 | 5.939e-12 | 3.4677e-12 | 2.0058e-12 | 1.1492e-12 | 6.523e-13 | 3.6676e-13 | 2.0428e-13 | 1.1271e-13 | 6.1601e-14 | 3.3352e-14 | 1.7888e-14 | 9.5039e-15 | 5.002e-15 | 2.6078e-15 | 1.3468e-15 | 6.891e-16 | 3.4922e-16 | 1.7529e-16 | 8.717e-17 | 4.2961e-17 | 2.0976e-17 | 1.0161e-17 | 4.8131e-18 | 2.3174e-18 | 1.0696e-18 | 5.3479e-19 | 2.3768e-19 | 1.1884e-19 | 0 | 5.9421e-20 | 0 | 0 | 0 | 0 | 0 | 0 | 0 | 0 | 0 | 0 | 0 | 0 | 0 | 1.0279 | 78 | 1.0279 | 1159 | 0.52 | 0.53 | 53 | 54 | 0.60678 | 0.89322 | $FG$53 | $FG$54 | 3069 | 789.1633 | 708.9987 | 8.1433 | 209.5987
53 | 1059 | 1.0479 | 0.52 | 0 | 0.00047517 | 0.47146 |  | 2.7058e-10 | 1.6775e-10 | 2.6548e-10 | 4.1631e-10 | 6.4687e-10 | 9.9592e-10 | 1.5193e-09 | 2.2966e-09 | 3.4398e-09 | 5.1049e-09 | 7.5069e-09 | 1.0938e-08 | 1.5792e-08 | 2.2592e-08 | 3.2024e-08 | 4.4979e-08 | 6.2598e-08 | 8.6322e-08 | 1.1795e-07 | 1.5969e-07 | 2.1423e-07 | 2.8477e-07 | 3.7507e-07 | 4.8949e-07 | 6.3299e-07 | 8.1107e-07 | 1.0297e-06 | 1.2954e-06 | 1.6148e-06 | 1.9945e-06 | 2.4409e-06 | 2.96e-06 | 3.5566e-06 | 4.2344e-06 | 4.9954e-06 | 5.8392e-06 | 6.7632e-06 | 7.7619e-06 | 8.8265e-06 | 9.9455e-06 | 1.1104e-05 | 1.2284e-05 | 1.3465e-05 | 1.4625e-05 | 1.574e-05 | 1.6785e-05 | 1.7735e-05 | 1.8568e-05 | 1.9263e-05 | 1.9801e-05 | 2.0168e-05 | 2.0354e-05 | 2.0354e-05 | 2.0168e-05 | 1.9801e-05 | 1.9263e-05 | 1.8568e-05 | 1.7735e-05 | 1.6785e-05 | 1.574e-05 | 1.4625e-05 | 1.3465e-05 | 1.2284e-05 | 1.1104e-05 | 9.9455e-06 | 8.8265e-06 | 7.7619e-06 | 6.7632e-06 | 5.8392e-06 | 4.9954e-06 | 4.2344e-06 | 3.5566e-06 | 2.96e-06 | 2.4409e-06 | 1.9945e-06 | 1.6148e-06 | 1.2954e-06 | 1.0297e-06 | 8.1107e-07 | 6.3299e-07 | 4.8949e-07 | 3.7507e-07 | 2.8477e-07 | 2.1423e-07 | 1.5969e-07 | 1.1795e-07 | 8.6322e-08 | 6.2598e-08 | 4.4979e-08 | 3.2024e-08 | 2.2592e-08 | 1.5792e-08 | 1.0938e-08 | 7.5069e-09 | 5.1049e-09 | 3.4398e-09 | 2.2966e-09 | 1.5193e-09 | 9.9592e-10 | 6.4687e-10 | 4.1631e-10 | 2.6548e-10 | 1.6775e-10 | 1.0503e-10 | 6.5156e-11 | 4.0052e-11 | 2.4395e-11 | 1.4723e-11 | 8.8042e-12 | 5.2168e-12 | 3.0629e-12 | 1.7819e-12 | 1.0271e-12 | 5.8667e-13 | 3.3203e-13 | 1.8619e-13 | 1.0346e-13 | 5.6962e-14 | 3.1075e-14 | 1.6798e-14 | 8.9971e-15 | 4.7749e-15 | 2.511e-15 | 1.3084e-15 | 6.755e-16 | 3.4556e-16 | 1.7518e-16 | 8.8004e-17 | 4.3795e-17 | 2.1601e-17 | 1.0534e-17 | 5.1488e-18 | 2.4265e-18 | 1.1836e-18 | 5.3264e-19 | 2.3673e-19 | 1.1836e-19 | 5.9182e-20 | 5.9182e-20 | 0 | 0 | 0 | 0 | 0 | 0 | 0 | 0 | 0 | 0 | 0 | 1.0479 | 79 | 1.0479 | 1059 | 0.53 | 0.54 | 54 | 54 | 0.10678 | 0.39322 | $FG$54 | $FG$54 | 1458 | 729 | 680.0857 | 3.282 | 201.4555
54 | 1047 | 1.0679 | 0.53 | 0 | 0.00047286 | 0.46896 |  | 2.3369e-10 | 1.4338e-10 | 2.2611e-10 | 3.5343e-10 | 5.4751e-10 | 8.4062e-10 | 1.2792e-09 | 1.9292e-09 | 2.8838e-09 | 4.2722e-09 | 6.2729e-09 | 9.1286e-09 | 1.3166e-08 | 1.8821e-08 | 2.6664e-08 | 3.7441e-08 | 5.2106e-08 | 7.187e-08 | 9.8249e-08 | 1.3311e-07 | 1.7875e-07 | 2.379e-07 | 3.138e-07 | 4.1023e-07 | 5.3154e-07 | 6.8259e-07 | 8.6876e-07 | 1.0959e-06 | 1.3701e-06 | 1.6977e-06 | 2.0849e-06 | 2.5376e-06 | 3.0612e-06 | 3.66e-06 | 4.337e-06 | 5.0936e-06 | 5.9289e-06 | 6.8398e-06 | 7.8205e-06 | 8.8623e-06 | 9.9536e-06 | 1.108e-05 | 1.2224e-05 | 1.3366e-05 | 1.4485e-05 | 1.5558e-05 | 1.6562e-05 | 1.7474e-05 | 1.8272e-05 | 1.8936e-05 | 1.9451e-05 | 1.9801e-05 | 1.9979e-05 | 1.9979e-05 | 1.9801e-05 | 1.9451e-05 | 1.8936e-05 | 1.8272e-05 | 1.7474e-05 | 1.6562e-05 | 1.5558e-05 | 1.4485e-05 | 1.3366e-05 | 1.2224e-05 | 1.108e-05 | 9.9536e-06 | 8.8623e-06 | 7.8205e-06 | 6.8398e-06 | 5.9289e-06 | 5.0936e-06 | 4.337e-06 | 3.66e-06 | 3.0612e-06 | 2.5376e-06 | 2.0849e-06 | 1.6977e-06 | 1.3701e-06 | 1.0959e-06 | 8.6876e-07 | 6.8259e-07 | 5.3154e-07 | 4.1023e-07 | 3.138e-07 | 2.379e-07 | 1.7875e-07 | 1.3311e-07 | 9.8249e-08 | 7.187e-08 | 5.2106e-08 | 3.7441e-08 | 2.6664e-08 | 1.8821e-08 | 1.3166e-08 | 9.1286e-09 | 6.2729e-09 | 4.2722e-09 | 2.8838e-09 | 1.9292e-09 | 1.2792e-09 | 8.4062e-10 | 5.4751e-10 | 3.5343e-10 | 2.2611e-10 | 1.4338e-10 | 9.0105e-11 | 5.6123e-11 | 3.4646e-11 | 2.1197e-11 | 1.2854e-11 | 7.7252e-12 | 4.6015e-12 | 2.7165e-12 | 1.5895e-12 | 9.2174e-13 | 5.2976e-13 | 3.0177e-13 | 1.7037e-13 | 9.5331e-14 | 5.2868e-14 | 2.9058e-14 | 1.583e-14 | 8.5466e-15 | 4.5733e-15 | 2.4255e-15 | 1.2749e-15 | 6.6414e-16 | 3.4294e-16 | 1.7544e-16 | 8.9047e-17 | 4.47e-17 | 2.2321e-17 | 1.1013e-17 | 5.3593e-18 | 2.6502e-18 | 1.2368e-18 | 5.8893e-19 | 2.9447e-19 | 1.1779e-19 | 5.8893e-20 | 5.8893e-20 | 0 | 0 | 0 | 0 | 0 | 0 | 0 | 0 | 0 | 1.0679 | 80 | 1.0679 | 1047 | 0.54 | 0.55 | 54 | 55 | 0.60678 | 0.89322 | $FG$54 | $FG$55 | 2848 | 721.7392 | 657.3632 | 5.7421 | 198.1734
55 | 944 | 1.0879 | 0.54 | 0 | 0.00047709 | 0.4666 |  | 2.0564e-10 | 1.2484e-10 | 1.9618e-10 | 3.0562e-10 | 4.7201e-10 | 7.2266e-10 | 1.0968e-09 | 1.6503e-09 | 2.4617e-09 | 3.6401e-09 | 5.3361e-09 | 7.7545e-09 | 1.1172e-08 | 1.5955e-08 | 2.2589e-08 | 3.1706e-08 | 4.4116e-08 | 6.0852e-08 | 8.3211e-08 | 1.128e-07 | 1.5159e-07 | 2.0195e-07 | 2.6672e-07 | 3.4921e-07 | 4.5325e-07 | 5.832e-07 | 7.4392e-07 | 9.4071e-07 | 1.1793e-06 | 1.4655e-06 | 1.8055e-06 | 2.2051e-06 | 2.6698e-06 | 3.2045e-06 | 3.8129e-06 | 4.4977e-06 | 5.2595e-06 | 6.097e-06 | 7.0068e-06 | 7.9827e-06 | 9.0158e-06 | 1.0094e-05 | 1.1204e-05 | 1.2328e-05 | 1.3448e-05 | 1.4542e-05 | 1.559e-05 | 1.6568e-05 | 1.7455e-05 | 1.823e-05 | 1.8875e-05 | 1.9374e-05 | 1.9714e-05 | 1.9886e-05 | 1.9886e-05 | 1.9714e-05 | 1.9374e-05 | 1.8875e-05 | 1.823e-05 | 1.7455e-05 | 1.6568e-05 | 1.559e-05 | 1.4542e-05 | 1.3448e-05 | 1.2328e-05 | 1.1204e-05 | 1.0094e-05 | 9.0158e-06 | 7.9827e-06 | 7.0068e-06 | 6.097e-06 | 5.2595e-06 | 4.4977e-06 | 3.8129e-06 | 3.2045e-06 | 2.6698e-06 | 2.2051e-06 | 1.8055e-06 | 1.4655e-06 | 1.1793e-06 | 9.4071e-07 | 7.4392e-07 | 5.832e-07 | 4.5325e-07 | 3.4921e-07 | 2.6672e-07 | 2.0195e-07 | 1.5159e-07 | 1.128e-07 | 8.3211e-08 | 6.0852e-08 | 4.4116e-08 | 3.1706e-08 | 2.2589e-08 | 1.5955e-08 | 1.1172e-08 | 7.7545e-09 | 5.3361e-09 | 3.6401e-09 | 2.4617e-09 | 1.6503e-09 | 1.0968e-09 | 7.2266e-10 | 4.7201e-10 | 3.0562e-10 | 1.9618e-10 | 1.2484e-10 | 7.8752e-11 | 4.9249e-11 | 3.0533e-11 | 1.8765e-11 | 1.1433e-11 | 6.9057e-12 | 4.135e-12 | 2.4545e-12 | 1.4444e-12 | 8.4258e-13 | 4.8728e-13 | 2.7936e-13 | 1.5877e-13 | 8.9457e-14 | 4.9966e-14 | 2.7667e-14 | 1.5187e-14 | 8.2644e-15 | 4.4583e-15 | 2.3843e-15 | 1.2641e-15 | 6.6438e-16 | 3.4613e-16 | 1.788e-16 | 9.1567e-17 | 4.6467e-17 | 2.3412e-17 | 1.1646e-17 | 5.7638e-18 | 2.8522e-18 | 1.3667e-18 | 6.5363e-19 | 2.971e-19 | 1.7826e-19 | 5.9421e-20 | 5.9421e-20 | 0 | 0 | 0 | 0 | 0 | 0 | 0 | 1.0879 | 81 | 1.0879 | 944 | 0.55 | 0.56 | 55 | 55 | 0.10678 | 0.39322 | $FG$55 | $FG$55 | 1390 | 695 | 639.823 | 4.3806 | 192.4314
56 | 836 | 1.1079 | 0.55 | 0 | 0.00047549 | 0.46434 |  | 1.7959e-10 | 1.0786e-10 | 1.689e-10 | 2.6224e-10 | 4.0375e-10 | 6.1637e-10 | 9.3303e-10 | 1.4005e-09 | 2.0844e-09 | 3.0762e-09 | 4.5017e-09 | 6.5321e-09 | 9.3986e-09 | 1.3409e-08 | 1.897e-08 | 2.661e-08 | 3.7013e-08 | 5.1049e-08 | 6.9815e-08 | 9.4674e-08 | 1.273e-07 | 1.6974e-07 | 2.2441e-07 | 2.9419e-07 | 3.8242e-07 | 4.9293e-07 | 6.3001e-07 | 7.9842e-07 | 1.0033e-06 | 1.2502e-06 | 1.5447e-06 | 1.8925e-06 | 2.2991e-06 | 2.7695e-06 | 3.308e-06 | 3.918e-06 | 4.6013e-06 | 5.3582e-06 | 6.1871e-06 | 7.0841e-06 | 8.0427e-06 | 9.0541e-06 | 1.0107e-05 | 1.1187e-05 | 1.2278e-05 | 1.3362e-05 | 1.4419e-05 | 1.5429e-05 | 1.6371e-05 | 1.7223e-05 | 1.7968e-05 | 1.8586e-05 | 1.9064e-05 | 1.9389e-05 | 1.9554e-05 | 1.9554e-05 | 1.9389e-05 | 1.9064e-05 | 1.8586e-05 | 1.7968e-05 | 1.7223e-05 | 1.6371e-05 | 1.5429e-05 | 1.4419e-05 | 1.3362e-05 | 1.2278e-05 | 1.1187e-05 | 1.0107e-05 | 9.0541e-06 | 8.0427e-06 | 7.0841e-06 | 6.1871e-06 | 5.3582e-06 | 4.6013e-06 | 3.918e-06 | 3.308e-06 | 2.7695e-06 | 2.2991e-06 | 1.8925e-06 | 1.5447e-06 | 1.2502e-06 | 1.0033e-06 | 7.9842e-07 | 6.3001e-07 | 4.9293e-07 | 3.8242e-07 | 2.9419e-07 | 2.2441e-07 | 1.6974e-07 | 1.273e-07 | 9.4674e-08 | 6.9815e-08 | 5.1049e-08 | 3.7013e-08 | 2.661e-08 | 1.897e-08 | 1.3409e-08 | 9.3986e-09 | 6.5321e-09 | 4.5017e-09 | 3.0762e-09 | 2.0844e-09 | 1.4005e-09 | 9.3303e-10 | 6.1637e-10 | 4.0375e-10 | 2.6224e-10 | 1.689e-10 | 1.0786e-10 | 6.8303e-11 | 4.2888e-11 | 2.6703e-11 | 1.6486e-11 | 1.0092e-11 | 6.126e-12 | 3.6872e-12 | 2.2006e-12 | 1.3023e-12 | 7.6422e-13 | 4.4468e-13 | 2.5656e-13 | 1.4678e-13 | 8.3266e-14 | 4.6838e-14 | 2.6124e-14 | 1.4448e-14 | 7.9236e-15 | 4.3088e-15 | 2.3233e-15 | 1.2422e-15 | 6.5855e-16 | 3.4621e-16 | 1.8045e-16 | 9.3274e-17 | 4.7792e-17 | 2.4281e-17 | 1.2259e-17 | 6.0998e-18 | 3.0203e-18 | 1.4805e-18 | 7.6988e-19 | 3.5533e-19 | 1.1844e-19 | 1.1844e-19 | 0 | 5.9222e-20 | 0 | 0 | 0 | 0 | 1.1079 | 82 | 1.1079 | 836 | 0.56 | 0.57 | 55 | 56 | 0.60678 | 0.89322 | $FG$55 | $FG$56 | 2784 | 695.4271 | 626.5848 | 6.8149 | 188.0508
57 | 733 | 1.1279 | 0.56 | 0 | 0.00047701 | 0.4622 |  | 1.5858e-10 | 9.4222e-11 | 1.4701e-10 | 2.2748e-10 | 3.4913e-10 | 5.3142e-10 | 8.0226e-10 | 1.2012e-09 | 1.7838e-09 | 2.6271e-09 | 3.8375e-09 | 5.5596e-09 | 7.9883e-09 | 1.1384e-08 | 1.609e-08 | 2.2554e-08 | 3.1357e-08 | 4.3237e-08 | 5.9129e-08 | 8.0199e-08 | 1.0789e-07 | 1.4394e-07 | 1.9046e-07 | 2.4996e-07 | 3.2535e-07 | 4.2001e-07 | 5.3775e-07 | 6.8286e-07 | 8.6001e-07 | 1.0742e-06 | 1.3308e-06 | 1.6351e-06 | 1.9926e-06 | 2.4082e-06 | 2.8867e-06 | 3.4319e-06 | 4.0465e-06 | 4.7321e-06 | 5.4885e-06 | 6.3135e-06 | 7.203e-06 | 8.1503e-06 | 9.1466e-06 | 1.0181e-05 | 1.1238e-05 | 1.2304e-05 | 1.3361e-05 | 1.4389e-05 | 1.5369e-05 | 1.6281e-05 | 1.7106e-05 | 1.7826e-05 | 1.8423e-05 | 1.8884e-05 | 1.9197e-05 | 1.9356e-05 | 1.9356e-05 | 1.9197e-05 | 1.8884e-05 | 1.8423e-05 | 1.7826e-05 | 1.7106e-05 | 1.6281e-05 | 1.5369e-05 | 1.4389e-05 | 1.3361e-05 | 1.2304e-05 | 1.1238e-05 | 1.0181e-05 | 9.1466e-06 | 8.1503e-06 | 7.203e-06 | 6.3135e-06 | 5.4885e-06 | 4.7321e-06 | 4.0465e-06 | 3.4319e-06 | 2.8867e-06 | 2.4082e-06 | 1.9926e-06 | 1.6351e-06 | 1.3308e-06 | 1.0742e-06 | 8.6001e-07 | 6.8286e-07 | 5.3775e-07 | 4.2001e-07 | 3.2535e-07 | 2.4996e-07 | 1.9046e-07 | 1.4394e-07 | 1.0789e-07 | 8.0199e-08 | 5.9129e-08 | 4.3237e-08 | 3.1357e-08 | 2.2554e-08 | 1.609e-08 | 1.1384e-08 | 7.9883e-09 | 5.5596e-09 | 3.8375e-09 | 2.6271e-09 | 1.7838e-09 | 1.2012e-09 | 8.0226e-10 | 5.3142e-10 | 3.4913e-10 | 2.2748e-10 | 1.4701e-10 | 9.4222e-11 | 5.9894e-11 | 3.7761e-11 | 2.3611e-11 | 1.4643e-11 | 9.0063e-12 | 5.494e-12 | 3.324e-12 | 1.9946e-12 | 1.187e-12 | 7.0065e-13 | 4.1017e-13 | 2.3815e-13 | 1.3713e-13 | 7.832e-14 | 4.4363e-14 | 2.4922e-14 | 1.3886e-14 | 7.6736e-15 | 4.2056e-15 | 2.2861e-15 | 1.2325e-15 | 6.5898e-16 | 3.4945e-16 | 1.8382e-16 | 9.5889e-17 | 4.9608e-17 | 2.5428e-17 | 1.2952e-17 | 6.5352e-18 | 3.327e-18 | 1.6041e-18 | 7.7234e-19 | 4.1588e-19 | 1.7823e-19 | 1.1882e-19 | 0 | 5.9411e-20 | 0 | 0 | 1.1279 | 83 | 1.1279 | 733 | 0.57 | 0.58 | 56 | 56 | 0.10678 | 0.39322 | $FG$56 | $FG$56 | 1394 | 697 | 616.8911 | 9.2072 | 181.2359
58 | 731 | 1.1479 | 0.57 | 0 | 0.00046766 | 0.46016 |  | 1.3744e-10 | 8.078e-11 | 1.2558e-10 | 1.9366e-10 | 2.9627e-10 | 4.4963e-10 | 6.7691e-10 | 1.0109e-09 | 1.4977e-09 | 2.2012e-09 | 3.2092e-09 | 4.6415e-09 | 6.6594e-09 | 9.4782e-09 | 1.3382e-08 | 1.8744e-08 | 2.6043e-08 | 3.5896e-08 | 4.9082e-08 | 6.6575e-08 | 8.9581e-08 | 1.1957e-07 | 1.5833e-07 | 2.0798e-07 | 2.7101e-07 | 3.5033e-07 | 4.4923e-07 | 5.7146e-07 | 7.2114e-07 | 9.0276e-07 | 1.1211e-06 | 1.3811e-06 | 1.6878e-06 | 2.0461e-06 | 2.4607e-06 | 2.9356e-06 | 3.4743e-06 | 4.0789e-06 | 4.7504e-06 | 5.4884e-06 | 6.2903e-06 | 7.1517e-06 | 8.0662e-06 | 9.0249e-06 | 1.0017e-05 | 1.1029e-05 | 1.2047e-05 | 1.3053e-05 | 1.403e-05 | 1.496e-05 | 1.5824e-05 | 1.6604e-05 | 1.7284e-05 | 1.7847e-05 | 1.8282e-05 | 1.8578e-05 | 1.8727e-05 | 1.8727e-05 | 1.8578e-05 | 1.8282e-05 | 1.7847e-05 | 1.7284e-05 | 1.6604e-05 | 1.5824e-05 | 1.496e-05 | 1.403e-05 | 1.3053e-05 | 1.2047e-05 | 1.1029e-05 | 1.0017e-05 | 9.0249e-06 | 8.0662e-06 | 7.1517e-06 | 6.2903e-06 | 5.4884e-06 | 4.7504e-06 | 4.0789e-06 | 3.4743e-06 | 2.9356e-06 | 2.4607e-06 | 2.0461e-06 | 1.6878e-06 | 1.3811e-06 | 1.1211e-06 | 9.0276e-07 | 7.2114e-07 | 5.7146e-07 | 4.4923e-07 | 3.5033e-07 | 2.7101e-07 | 2.0798e-07 | 1.5833e-07 | 1.1957e-07 | 8.9581e-08 | 6.6575e-08 | 4.9082e-08 | 3.5896e-08 | 2.6043e-08 | 1.8744e-08 | 1.3382e-08 | 9.4782e-09 | 6.6594e-09 | 4.6415e-09 | 3.2092e-09 | 2.2012e-09 | 1.4977e-09 | 1.0109e-09 | 6.7691e-10 | 4.4963e-10 | 2.9627e-10 | 1.9366e-10 | 1.2558e-10 | 8.078e-11 | 5.1547e-11 | 3.263e-11 | 2.0491e-11 | 1.2765e-11 | 7.8882e-12 | 4.8357e-12 | 2.9407e-12 | 1.7741e-12 | 1.0617e-12 | 6.3031e-13 | 3.7121e-13 | 2.1687e-13 | 1.2569e-13 | 7.2261e-14 | 4.1213e-14 | 2.3317e-14 | 1.3087e-14 | 7.2864e-15 | 4.0244e-15 | 2.205e-15 | 1.1985e-15 | 6.4619e-16 | 3.4564e-16 | 1.8342e-16 | 9.6515e-17 | 5.0442e-17 | 2.6095e-17 | 1.3397e-17 | 6.8731e-18 | 3.4366e-18 | 1.7474e-18 | 8.737e-19 | 4.0773e-19 | 2.3299e-19 | 5.8247e-20 | 5.8247e-20 | 5.8247e-20 | 1.1479 | 84 | 1.1479 | 731 | 0.58 | 0.59 | 56 | 57 | 0.60678 | 0.89322 | $FG$56 | $FG$57 | 2685 | 686.0021 | 610.0983 | 8.3985 | 172.0287
59 | 619 | 1.1679 | 0.58 | 0 | 0.00047074 | 0.45822 |  | 1.2282e-10 | 7.1396e-11 | 1.1059e-10 | 1.6996e-10 | 2.5918e-10 | 3.9215e-10 | 5.8872e-10 | 8.7695e-10 | 1.2961e-09 | 1.9008e-09 | 2.7657e-09 | 3.993e-09 | 5.7201e-09 | 8.1303e-09 | 1.1466e-08 | 1.6045e-08 | 2.2277e-08 | 3.069e-08 | 4.195e-08 | 5.6895e-08 | 7.6565e-08 | 1.0223e-07 | 1.3544e-07 | 1.7804e-07 | 2.3222e-07 | 3.0053e-07 | 3.859e-07 | 4.9167e-07 | 6.2155e-07 | 7.7962e-07 | 9.7029e-07 | 1.1982e-06 | 1.4681e-06 | 1.7848e-06 | 2.1529e-06 | 2.5768e-06 | 3.0601e-06 | 3.6058e-06 | 4.2157e-06 | 4.8904e-06 | 5.6289e-06 | 6.4286e-06 | 7.2847e-06 | 8.1905e-06 | 9.1373e-06 | 1.0114e-05 | 1.1109e-05 | 1.2106e-05 | 1.3089e-05 | 1.4043e-05 | 1.4949e-05 | 1.5789e-05 | 1.6547e-05 | 1.7206e-05 | 1.7753e-05 | 1.8174e-05 | 1.846e-05 | 1.8605e-05 | 1.8605e-05 | 1.846e-05 | 1.8174e-05 | 1.7753e-05 | 1.7206e-05 | 1.6547e-05 | 1.5789e-05 | 1.4949e-05 | 1.4043e-05 | 1.3089e-05 | 1.2106e-05 | 1.1109e-05 | 1.0114e-05 | 9.1373e-06 | 8.1905e-06 | 7.2847e-06 | 6.4286e-06 | 5.6289e-06 | 4.8904e-06 | 4.2157e-06 | 3.6058e-06 | 3.0601e-06 | 2.5768e-06 | 2.1529e-06 | 1.7848e-06 | 1.4681e-06 | 1.1982e-06 | 9.7029e-07 | 7.7962e-07 | 6.2155e-07 | 4.9167e-07 | 3.859e-07 | 3.0053e-07 | 2.3222e-07 | 1.7804e-07 | 1.3544e-07 | 1.0223e-07 | 7.6565e-08 | 5.6895e-08 | 4.195e-08 | 3.069e-08 | 2.2277e-08 | 1.6045e-08 | 1.1466e-08 | 8.1303e-09 | 5.7201e-09 | 3.993e-09 | 2.7657e-09 | 1.9008e-09 | 1.2961e-09 | 8.7695e-10 | 5.8872e-10 | 3.9215e-10 | 2.5918e-10 | 1.6996e-10 | 1.1059e-10 | 7.1396e-11 | 4.5735e-11 | 2.9069e-11 | 1.8332e-11 | 1.1471e-11 | 7.122e-12 | 4.3874e-12 | 2.6818e-12 | 1.6265e-12 | 9.7874e-13 | 5.8438e-13 | 3.4621e-13 | 2.0351e-13 | 1.187e-13 | 6.869e-14 | 3.9442e-14 | 2.2471e-14 | 1.2703e-14 | 7.125e-15 | 3.9653e-15 | 2.1897e-15 | 1.1997e-15 | 6.522e-16 | 3.5184e-16 | 1.8826e-16 | 1.0002e-16 | 5.265e-17 | 2.7556e-17 | 1.4306e-17 | 7.3287e-18 | 3.7523e-18 | 1.9348e-18 | 9.3808e-19 | 4.6904e-19 | 2.3452e-19 | 1.1726e-19 | 1.1679 | 85 | 1.1679 | 619 | 0.59 | 0.6 | 57 | 57 | 0.10678 | 0.39322 | $FG$57 | $FG$57 | 1291 | 645.5 | 605.6655 | 2.4582 | 163.6302
60 | 533 | 1.1879 | 0.59 | 0 | 0.00047661 | 0.45636 |  | 1.1083e-10 | 6.3723e-11 | 9.8344e-11 | 1.5062e-10 | 2.2895e-10 | 3.4535e-10 | 5.17e-10 | 7.6809e-10 | 1.1325e-09 | 1.657e-09 | 2.4062e-09 | 3.4676e-09 | 4.9592e-09 | 7.0388e-09 | 9.9146e-09 | 1.3859e-08 | 1.9227e-08 | 2.6471e-08 | 3.6168e-08 | 4.9042e-08 | 6.5994e-08 | 8.8133e-08 | 1.1681e-07 | 1.5363e-07 | 2.0054e-07 | 2.5978e-07 | 3.3397e-07 | 4.261e-07 | 5.3951e-07 | 6.7793e-07 | 8.454e-07 | 1.0463e-06 | 1.285e-06 | 1.5662e-06 | 1.8946e-06 | 2.2744e-06 | 2.7096e-06 | 3.2036e-06 | 3.759e-06 | 4.3771e-06 | 5.0583e-06 | 5.8012e-06 | 6.6027e-06 | 7.458e-06 | 8.3601e-06 | 9.3003e-06 | 1.0268e-05 | 1.125e-05 | 1.2233e-05 | 1.32e-05 | 1.4136e-05 | 1.5024e-05 | 1.5846e-05 | 1.6587e-05 | 1.723e-05 | 1.7763e-05 | 1.8174e-05 | 1.8452e-05 | 1.8593e-05 | 1.8593e-05 | 1.8452e-05 | 1.8174e-05 | 1.7763e-05 | 1.723e-05 | 1.6587e-05 | 1.5846e-05 | 1.5024e-05 | 1.4136e-05 | 1.32e-05 | 1.2233e-05 | 1.125e-05 | 1.0268e-05 | 9.3003e-06 | 8.3601e-06 | 7.458e-06 | 6.6027e-06 | 5.8012e-06 | 5.0583e-06 | 4.3771e-06 | 3.759e-06 | 3.2036e-06 | 2.7096e-06 | 2.2744e-06 | 1.8946e-06 | 1.5662e-06 | 1.285e-06 | 1.0463e-06 | 8.454e-07 | 6.7793e-07 | 5.3951e-07 | 4.261e-07 | 3.3397e-07 | 2.5978e-07 | 2.0054e-07 | 1.5363e-07 | 1.1681e-07 | 8.8133e-08 | 6.5994e-08 | 4.9042e-08 | 3.6168e-08 | 2.6471e-08 | 1.9227e-08 | 1.3859e-08 | 9.9146e-09 | 7.0388e-09 | 4.9592e-09 | 3.4676e-09 | 2.4062e-09 | 1.657e-09 | 1.1325e-09 | 7.6809e-10 | 5.17e-10 | 3.4535e-10 | 2.2895e-10 | 1.5062e-10 | 9.8344e-11 | 6.3723e-11 | 4.0977e-11 | 2.615e-11 | 1.6562e-11 | 1.041e-11 | 6.4931e-12 | 4.0195e-12 | 2.4693e-12 | 1.5055e-12 | 9.1089e-13 | 5.4696e-13 | 3.2594e-13 | 1.9276e-13 | 1.1313e-13 | 6.5894e-14 | 3.8089e-14 | 2.185e-14 | 1.2439e-14 | 7.0281e-15 | 3.9407e-15 | 2.1927e-15 | 1.2109e-15 | 6.6366e-16 | 3.6092e-16 | 1.9482e-16 | 1.0442e-16 | 5.5443e-17 | 2.9265e-17 | 1.5315e-17 | 7.9544e-18 | 4.1553e-18 | 2.0776e-18 | 1.0685e-18 | 5.3425e-19 | 1.1879 | 86 | 1.1879 | 533 | 0.6 | 0.61 | 57 | 58 | 0.60678 | 0.89322 | $FG$57 | $FG$58 | 2591 | 646.461 | 603.1425 | 2.9027 | 161.172
61 | 467 | 1.2079 | 0.6 | 0 | 0.00047398 | 0.45459 |  | 9.8616e-11 | 5.6077e-11 | 8.6229e-11 | 1.3161e-10 | 1.994e-10 | 2.9986e-10 | 4.4761e-10 | 6.6322e-10 | 9.7543e-10 | 1.424e-09 | 2.0635e-09 | 2.968e-09 | 4.2376e-09 | 6.0054e-09 | 8.4479e-09 | 1.1796e-08 | 1.6349e-08 | 2.2492e-08 | 3.0715e-08 | 4.1634e-08 | 5.6017e-08 | 7.4812e-08 | 9.9174e-08 | 1.305e-07 | 1.7045e-07 | 2.2098e-07 | 2.8438e-07 | 3.6326e-07 | 4.606e-07 | 5.7969e-07 | 7.2419e-07 | 8.9802e-07 | 1.1053e-06 | 1.3505e-06 | 1.6378e-06 | 1.9715e-06 | 2.3557e-06 | 2.794e-06 | 3.2893e-06 | 3.8438e-06 | 4.4586e-06 | 5.1335e-06 | 5.8669e-06 | 6.6555e-06 | 7.4943e-06 | 8.3764e-06 | 9.2932e-06 | 1.0234e-05 | 1.1187e-05 | 1.2138e-05 | 1.3073e-05 | 1.3975e-05 | 1.483e-05 | 1.562e-05 | 1.6331e-05 | 1.6949e-05 | 1.7459e-05 | 1.7852e-05 | 1.8119e-05 | 1.8254e-05 | 1.8254e-05 | 1.8119e-05 | 1.7852e-05 | 1.7459e-05 | 1.6949e-05 | 1.6331e-05 | 1.562e-05 | 1.483e-05 | 1.3975e-05 | 1.3073e-05 | 1.2138e-05 | 1.1187e-05 | 1.0234e-05 | 9.2932e-06 | 8.3764e-06 | 7.4943e-06 | 6.6555e-06 | 5.8669e-06 | 5.1335e-06 | 4.4586e-06 | 3.8438e-06 | 3.2893e-06 | 2.794e-06 | 2.3557e-06 | 1.9715e-06 | 1.6378e-06 | 1.3505e-06 | 1.1053e-06 | 8.9802e-07 | 7.2419e-07 | 5.7969e-07 | 4.606e-07 | 3.6326e-07 | 2.8438e-07 | 2.2098e-07 | 1.7045e-07 | 1.305e-07 | 9.9174e-08 | 7.4812e-08 | 5.6017e-08 | 4.1634e-08 | 3.0715e-08 | 2.2492e-08 | 1.6349e-08 | 1.1796e-08 | 8.4479e-09 | 6.0054e-09 | 4.2376e-09 | 2.968e-09 | 2.0635e-09 | 1.424e-09 | 9.7543e-10 | 6.6322e-10 | 4.4761e-10 | 2.9986e-10 | 1.994e-10 | 1.3161e-10 | 8.6229e-11 | 5.6077e-11 | 3.6199e-11 | 2.3195e-11 | 1.4752e-11 | 9.3133e-12 | 5.8361e-12 | 3.6302e-12 | 2.2413e-12 | 1.3736e-12 | 8.3561e-13 | 5.0457e-13 | 3.0242e-13 | 1.7992e-13 | 1.0625e-13 | 6.2281e-14 | 3.6238e-14 | 2.0929e-14 | 1.1998e-14 | 6.8273e-15 | 3.8563e-15 | 2.162e-15 | 1.2032e-15 | 6.6465e-16 | 3.6447e-16 | 1.9835e-16 | 1.0714e-16 | 5.7439e-17 | 3.0579e-17 | 1.6175e-17 | 8.5007e-18 | 4.3684e-18 | 2.3023e-18 | 1.2079 | 87 | 1.2079 | 467 | 0.61 | 0.62 | 58 | 58 | 0.10678 | 0.39322 | $FG$58 | $FG$58 | 1300 | 650 | 602.1577 | 3.5214 | 158.2693
62 | 404 | 1.2279 | 0.61 | 0 | 0.00047869 | 0.4529 |  | 8.9444e-11 | 5.0301e-11 | 7.7065e-11 | 1.1722e-10 | 1.7701e-10 | 2.6538e-10 | 3.95e-10 | 5.8368e-10 | 8.5628e-10 | 1.2471e-09 | 1.8033e-09 | 2.5888e-09 | 3.6896e-09 | 5.2206e-09 | 7.3336e-09 | 1.0228e-08 | 1.4161e-08 | 1.9466e-08 | 2.6565e-08 | 3.5992e-08 | 4.8413e-08 | 6.4652e-08 | 8.5715e-08 | 1.1282e-07 | 1.4743e-07 | 1.9127e-07 | 2.4635e-07 | 3.1501e-07 | 3.9991e-07 | 5.0403e-07 | 6.3068e-07 | 7.8347e-07 | 9.6626e-07 | 1.1831e-06 | 1.4382e-06 | 1.7357e-06 | 2.0796e-06 | 2.4737e-06 | 2.9213e-06 | 3.425e-06 | 3.9867e-06 | 4.607e-06 | 5.2855e-06 | 6.0203e-06 | 6.8077e-06 | 7.6428e-06 | 8.5184e-06 | 9.4259e-06 | 1.0355e-05 | 1.1294e-05 | 1.2229e-05 | 1.3146e-05 | 1.403e-05 | 1.4865e-05 | 1.5637e-05 | 1.633e-05 | 1.6931e-05 | 1.7428e-05 | 1.7811e-05 | 1.807e-05 | 1.8201e-05 | 1.8201e-05 | 1.807e-05 | 1.7811e-05 | 1.7428e-05 | 1.6931e-05 | 1.633e-05 | 1.5637e-05 | 1.4865e-05 | 1.403e-05 | 1.3146e-05 | 1.2229e-05 | 1.1294e-05 | 1.0355e-05 | 9.4259e-06 | 8.5184e-06 | 7.6428e-06 | 6.8077e-06 | 6.0203e-06 | 5.2855e-06 | 4.607e-06 | 3.9867e-06 | 3.425e-06 | 2.9213e-06 | 2.4737e-06 | 2.0796e-06 | 1.7357e-06 | 1.4382e-06 | 1.1831e-06 | 9.6626e-07 | 7.8347e-07 | 6.3068e-07 | 5.0403e-07 | 3.9991e-07 | 3.1501e-07 | 2.4635e-07 | 1.9127e-07 | 1.4743e-07 | 1.1282e-07 | 8.5715e-08 | 6.4652e-08 | 4.8413e-08 | 3.5992e-08 | 2.6565e-08 | 1.9466e-08 | 1.4161e-08 | 1.0228e-08 | 7.3336e-09 | 5.2206e-09 | 3.6896e-09 | 2.5888e-09 | 1.8033e-09 | 1.2471e-09 | 8.5628e-10 | 5.8368e-10 | 3.95e-10 | 2.6538e-10 | 1.7701e-10 | 1.1722e-10 | 7.7065e-11 | 5.0301e-11 | 3.2595e-11 | 2.0969e-11 | 1.3393e-11 | 8.4924e-12 | 5.3462e-12 | 3.3413e-12 | 2.0733e-12 | 1.2772e-12 | 7.8108e-13 | 4.7425e-13 | 2.8588e-13 | 1.7108e-13 | 1.0165e-13 | 5.9958e-14 | 3.5112e-14 | 2.0414e-14 | 1.1783e-14 | 6.7522e-15 | 3.8414e-15 | 2.1697e-15 | 1.2166e-15 | 6.7734e-16 | 3.7435e-16 | 2.0539e-16 | 1.1191e-16 | 6.0514e-17 | 3.2493e-17 | 1.7349e-17 | 9.1218e-18 | 1.2279 | 88 | 1.2279 | 404 | 0.62 | 0.63 | 58 | 59 | 0.60678 | 0.89322 | $FG$58 | $FG$59 | 2604 | 650.4271 | 602.4061 | 3.5454 | 154.7479
63 | 361 | 1.2479 | 0.62 | 0 | 0.0004848 | 0.45129 |  | 8.1643e-11 | 4.5406e-11 | 6.9313e-11 | 1.0506e-10 | 1.5814e-10 | 2.3635e-10 | 3.5077e-10 | 5.1691e-10 | 7.5639e-10 | 1.0991e-09 | 1.5857e-09 | 2.2719e-09 | 3.232e-09 | 4.5656e-09 | 6.4041e-09 | 8.9199e-09 | 1.2337e-08 | 1.6943e-08 | 2.3104e-08 | 3.1286e-08 | 4.2067e-08 | 5.6166e-08 | 7.4464e-08 | 9.8029e-08 | 1.2814e-07 | 1.6634e-07 | 2.1439e-07 | 2.7439e-07 | 3.4871e-07 | 4.4006e-07 | 5.5142e-07 | 6.8612e-07 | 8.4771e-07 | 1.04e-06 | 1.267e-06 | 1.5326e-06 | 1.8409e-06 | 2.1958e-06 | 2.6006e-06 | 3.0584e-06 | 3.5715e-06 | 4.1414e-06 | 4.7685e-06 | 5.4519e-06 | 6.1896e-06 | 6.9777e-06 | 7.8109e-06 | 8.6821e-06 | 9.5828e-06 | 1.0503e-05 | 1.143e-05 | 1.2351e-05 | 1.3254e-05 | 1.4122e-05 | 1.4941e-05 | 1.5697e-05 | 1.6375e-05 | 1.6963e-05 | 1.7448e-05 | 1.7821e-05 | 1.8074e-05 | 1.8202e-05 | 1.8202e-05 | 1.8074e-05 | 1.7821e-05 | 1.7448e-05 | 1.6963e-05 | 1.6375e-05 | 1.5697e-05 | 1.4941e-05 | 1.4122e-05 | 1.3254e-05 | 1.2351e-05 | 1.143e-05 | 1.0503e-05 | 9.5828e-06 | 8.6821e-06 | 7.8109e-06 | 6.9777e-06 | 6.1896e-06 | 5.4519e-06 | 4.7685e-06 | 4.1414e-06 | 3.5715e-06 | 3.0584e-06 | 2.6006e-06 | 2.1958e-06 | 1.8409e-06 | 1.5326e-06 | 1.267e-06 | 1.04e-06 | 8.4771e-07 | 6.8612e-07 | 5.5142e-07 | 4.4006e-07 | 3.4871e-07 | 2.7439e-07 | 2.1439e-07 | 1.6634e-07 | 1.2814e-07 | 9.8029e-08 | 7.4464e-08 | 5.6166e-08 | 4.2067e-08 | 3.1286e-08 | 2.3104e-08 | 1.6943e-08 | 1.2337e-08 | 8.9199e-09 | 6.4041e-09 | 4.5656e-09 | 3.232e-09 | 2.2719e-09 | 1.5857e-09 | 1.0991e-09 | 7.5639e-10 | 5.1691e-10 | 3.5077e-10 | 2.3635e-10 | 1.5814e-10 | 1.0506e-10 | 6.9313e-11 | 4.5406e-11 | 2.9535e-11 | 1.9077e-11 | 1.2236e-11 | 7.7924e-12 | 4.9279e-12 | 3.0944e-12 | 1.9295e-12 | 1.1947e-12 | 7.3449e-13 | 4.484e-13 | 2.7182e-13 | 1.6362e-13 | 9.7796e-14 | 5.8043e-14 | 3.4208e-14 | 2.0018e-14 | 1.1633e-14 | 6.7121e-15 | 3.8457e-15 | 2.188e-15 | 1.2361e-15 | 6.9335e-16 | 3.8626e-16 | 2.1363e-16 | 1.1732e-16 | 6.4004e-17 | 3.4659e-17 | 1.2479 | 89 | 1.2479 | 361 | 0.63 | 0.64 | 59 | 59 | 0.10678 | 0.39322 | $FG$59 | $FG$59 | 1304 | 652 | 603.6386 | 3.5871 | 151.2025
64 | 297 | 1.2679 | 0.63 | 0 | 0.00048807 | 0.44975 |  | 7.4333e-11 | 4.0883e-11 | 6.2183e-11 | 9.3932e-11 | 1.4092e-10 | 2.0997e-10 | 3.107e-10 | 4.566e-10 | 6.6643e-10 | 9.6601e-10 | 1.3907e-09 | 1.9883e-09 | 2.8233e-09 | 3.9815e-09 | 5.5763e-09 | 7.7565e-09 | 1.0715e-08 | 1.4701e-08 | 2.0031e-08 | 2.7106e-08 | 3.643e-08 | 4.8625e-08 | 6.4458e-08 | 8.486e-08 | 1.1096e-07 | 1.4408e-07 | 1.8581e-07 | 2.3799e-07 | 3.0274e-07 | 3.8246e-07 | 4.7986e-07 | 5.9794e-07 | 7.3997e-07 | 9.0947e-07 | 1.1101e-06 | 1.3458e-06 | 1.6203e-06 | 1.9374e-06 | 2.3007e-06 | 2.7134e-06 | 3.1783e-06 | 3.6972e-06 | 4.2715e-06 | 4.9011e-06 | 5.585e-06 | 6.3207e-06 | 7.1043e-06 | 7.9304e-06 | 8.7919e-06 | 9.6801e-06 | 1.0585e-05 | 1.1495e-05 | 1.2398e-05 | 1.3281e-05 | 1.4129e-05 | 1.4927e-05 | 1.5663e-05 | 1.6323e-05 | 1.6894e-05 | 1.7365e-05 | 1.7727e-05 | 1.7972e-05 | 1.8096e-05 | 1.8096e-05 | 1.7972e-05 | 1.7727e-05 | 1.7365e-05 | 1.6894e-05 | 1.6323e-05 | 1.5663e-05 | 1.4927e-05 | 1.4129e-05 | 1.3281e-05 | 1.2398e-05 | 1.1495e-05 | 1.0585e-05 | 9.6801e-06 | 8.7919e-06 | 7.9304e-06 | 7.1043e-06 | 6.3207e-06 | 5.585e-06 | 4.9011e-06 | 4.2715e-06 | 3.6972e-06 | 3.1783e-06 | 2.7134e-06 | 2.3007e-06 | 1.9374e-06 | 1.6203e-06 | 1.3458e-06 | 1.1101e-06 | 9.0947e-07 | 7.3997e-07 | 5.9794e-07 | 4.7986e-07 | 3.8246e-07 | 3.0274e-07 | 2.3799e-07 | 1.8581e-07 | 1.4408e-07 | 1.1096e-07 | 8.486e-08 | 6.4458e-08 | 4.8625e-08 | 3.643e-08 | 2.7106e-08 | 2.0031e-08 | 1.4701e-08 | 1.0715e-08 | 7.7565e-09 | 5.5763e-09 | 3.9815e-09 | 2.8233e-09 | 1.9883e-09 | 1.3907e-09 | 9.6601e-10 | 6.6643e-10 | 4.566e-10 | 3.107e-10 | 2.0997e-10 | 1.4092e-10 | 9.3932e-11 | 6.2183e-11 | 4.0883e-11 | 2.6695e-11 | 1.7311e-11 | 1.1149e-11 | 7.1311e-12 | 4.53e-12 | 2.858e-12 | 1.7907e-12 | 1.1143e-12 | 6.8866e-13 | 4.2268e-13 | 2.5766e-13 | 1.5598e-13 | 9.3786e-14 | 5.6002e-14 | 3.3211e-14 | 1.9561e-14 | 1.1442e-14 | 6.647e-15 | 3.835e-15 | 2.1975e-15 | 1.2505e-15 | 7.0673e-16 | 3.9671e-16 | 2.2115e-16 | 1.2243e-16 | 1.2679 | 90 | 1.2679 | 297 | 0.64 | 0.65 | 59 | 60 | 0.60678 | 0.89322 | $FG$59 | $FG$60 | 2574 | 648.3696 | 605.6521 | 2.8144 | 147.6154
65 | 287 | 1.2879 | 0.64 | 0 | 0.00048616 | 0.44827 |  | 6.7181e-11 | 3.6539e-11 | 5.5376e-11 | 8.3363e-11 | 1.2466e-10 | 1.8516e-10 | 2.7318e-10 | 4.0036e-10 | 5.8283e-10 | 8.4279e-10 | 1.2105e-09 | 1.7272e-09 | 2.4478e-09 | 3.4459e-09 | 4.8185e-09 | 6.6929e-09 | 9.2344e-09 | 1.2656e-08 | 1.7229e-08 | 2.3297e-08 | 3.1293e-08 | 4.1752e-08 | 5.5334e-08 | 7.2844e-08 | 9.5255e-08 | 1.2373e-07 | 1.5964e-07 | 2.0459e-07 | 2.6045e-07 | 3.2935e-07 | 4.1369e-07 | 5.1616e-07 | 6.397e-07 | 7.8752e-07 | 9.63e-07 | 1.1697e-06 | 1.4113e-06 | 1.6915e-06 | 2.0136e-06 | 2.3812e-06 | 2.7969e-06 | 3.2634e-06 | 3.7821e-06 | 4.3541e-06 | 4.979e-06 | 5.6555e-06 | 6.3811e-06 | 7.1516e-06 | 7.9616e-06 | 8.8041e-06 | 9.6707e-06 | 1.0552e-05 | 1.1436e-05 | 1.2311e-05 | 1.3165e-05 | 1.3984e-05 | 1.4755e-05 | 1.5464e-05 | 1.6099e-05 | 1.6648e-05 | 1.71e-05 | 1.7448e-05 | 1.7683e-05 | 1.7802e-05 | 1.7802e-05 | 1.7683e-05 | 1.7448e-05 | 1.71e-05 | 1.6648e-05 | 1.6099e-05 | 1.5464e-05 | 1.4755e-05 | 1.3984e-05 | 1.3165e-05 | 1.2311e-05 | 1.1436e-05 | 1.0552e-05 | 9.6707e-06 | 8.8041e-06 | 7.9616e-06 | 7.1516e-06 | 6.3811e-06 | 5.6555e-06 | 4.979e-06 | 4.3541e-06 | 3.7821e-06 | 3.2634e-06 | 2.7969e-06 | 2.3812e-06 | 2.0136e-06 | 1.6915e-06 | 1.4113e-06 | 1.1697e-06 | 9.63e-07 | 7.8752e-07 | 6.397e-07 | 5.1616e-07 | 4.1369e-07 | 3.2935e-07 | 2.6045e-07 | 2.0459e-07 | 1.5964e-07 | 1.2373e-07 | 9.5255e-08 | 7.2844e-08 | 5.5334e-08 | 4.1752e-08 | 3.1293e-08 | 2.3297e-08 | 1.7229e-08 | 1.2656e-08 | 9.2344e-09 | 6.6929e-09 | 4.8185e-09 | 3.4459e-09 | 2.4478e-09 | 1.7272e-09 | 1.2105e-09 | 8.4279e-10 | 5.8283e-10 | 4.0036e-10 | 2.7318e-10 | 1.8516e-10 | 1.2466e-10 | 8.3363e-11 | 5.5376e-11 | 3.6539e-11 | 2.3949e-11 | 1.5592e-11 | 1.0083e-11 | 6.4772e-12 | 4.133e-12 | 2.6196e-12 | 1.6492e-12 | 1.0314e-12 | 6.4069e-13 | 3.9533e-13 | 2.423e-13 | 1.4752e-13 | 8.9213e-14 | 5.3591e-14 | 3.1978e-14 | 1.8953e-14 | 1.1159e-14 | 6.5258e-15 | 3.7909e-15 | 2.1874e-15 | 1.2537e-15 | 7.1376e-16 | 4.0369e-16 | 1.2879 | 91 | 1.2879 | 287 | 0.65 | 0.66 | 60 | 60 | 0.10678 | 0.39322 | $FG$60 | $FG$60 | 1270 | 635 | 608.2807 | 1.1243 | 144.801
66 | 248 | 1.3079 | 0.65 | 0 | 0.00048887 | 0.44686 |  | 6.1491e-11 | 3.3074e-11 | 4.9945e-11 | 7.4929e-11 | 1.1168e-10 | 1.6537e-10 | 2.4327e-10 | 3.5553e-10 | 5.1622e-10 | 7.4464e-10 | 1.0671e-09 | 1.5193e-09 | 2.149e-09 | 3.0198e-09 | 4.2159e-09 | 5.8473e-09 | 8.0571e-09 | 1.103e-08 | 1.5e-08 | 2.0268e-08 | 2.7206e-08 | 3.6281e-08 | 4.8068e-08 | 6.3269e-08 | 8.2733e-08 | 1.0748e-07 | 1.3872e-07 | 1.7787e-07 | 2.2659e-07 | 2.8677e-07 | 3.6056e-07 | 4.5038e-07 | 5.5891e-07 | 6.8907e-07 | 8.44e-07 | 1.027e-06 | 1.2416e-06 | 1.4912e-06 | 1.7793e-06 | 2.1092e-06 | 2.484e-06 | 2.9063e-06 | 3.3783e-06 | 3.9013e-06 | 4.4758e-06 | 5.1015e-06 | 5.7767e-06 | 6.4987e-06 | 7.2632e-06 | 8.0647e-06 | 8.8963e-06 | 9.7496e-06 | 1.0615e-05 | 1.1482e-05 | 1.2339e-05 | 1.3173e-05 | 1.3972e-05 | 1.4723e-05 | 1.5413e-05 | 1.603e-05 | 1.6563e-05 | 1.7002e-05 | 1.7339e-05 | 1.7567e-05 | 1.7683e-05 | 1.7683e-05 | 1.7567e-05 | 1.7339e-05 | 1.7002e-05 | 1.6563e-05 | 1.603e-05 | 1.5413e-05 | 1.4723e-05 | 1.3972e-05 | 1.3173e-05 | 1.2339e-05 | 1.1482e-05 | 1.0615e-05 | 9.7496e-06 | 8.8963e-06 | 8.0647e-06 | 7.2632e-06 | 6.4987e-06 | 5.7767e-06 | 5.1015e-06 | 4.4758e-06 | 3.9013e-06 | 3.3783e-06 | 2.9063e-06 | 2.484e-06 | 2.1092e-06 | 1.7793e-06 | 1.4912e-06 | 1.2416e-06 | 1.027e-06 | 8.44e-07 | 6.8907e-07 | 5.5891e-07 | 4.5038e-07 | 3.6056e-07 | 2.8677e-07 | 2.2659e-07 | 1.7787e-07 | 1.3872e-07 | 1.0748e-07 | 8.2733e-08 | 6.3269e-08 | 4.8068e-08 | 3.6281e-08 | 2.7206e-08 | 2.0268e-08 | 1.5e-08 | 1.103e-08 | 8.0571e-09 | 5.8473e-09 | 4.2159e-09 | 3.0198e-09 | 2.149e-09 | 1.5193e-09 | 1.0671e-09 | 7.4464e-10 | 5.1622e-10 | 3.5553e-10 | 2.4327e-10 | 1.6537e-10 | 1.1168e-10 | 7.4929e-11 | 4.9945e-11 | 3.3074e-11 | 2.1759e-11 | 1.4222e-11 | 9.2349e-12 | 5.9575e-12 | 3.8182e-12 | 2.4311e-12 | 1.5379e-12 | 9.6646e-13 | 6.0341e-13 | 3.7428e-13 | 2.3064e-13 | 1.412e-13 | 8.5882e-14 | 5.1894e-14 | 3.1153e-14 | 1.858e-14 | 1.1009e-14 | 6.4802e-15 | 3.7896e-15 | 2.2018e-15 | 1.2709e-15 | 1.3079 | 92 | 1.3079 | 248 | 0.66 | 0.67 | 60 | 61 | 0.60678 | 0.89322 | $FG$60 | $FG$61 | 2498 | 630.5154 | 611.3885 | 0.58022 | 143.6767
67 | 189 | 1.3279 | 0.66 | 0 | 0.00048612 | 0.4455 |  | 5.5824e-11 | 2.9693e-11 | 4.468e-11 | 6.6802e-11 | 9.9241e-11 | 1.465e-10 | 2.1487e-10 | 3.1316e-10 | 4.5351e-10 | 6.5257e-10 | 9.3303e-10 | 1.3255e-09 | 1.8712e-09 | 2.6246e-09 | 3.658e-09 | 5.0658e-09 | 6.9708e-09 | 9.5311e-09 | 1.2949e-08 | 1.748e-08 | 2.3447e-08 | 3.1251e-08 | 4.1386e-08 | 5.446e-08 | 7.1208e-08 | 9.2514e-08 | 1.1943e-07 | 1.532e-07 | 1.9526e-07 | 2.4729e-07 | 3.1118e-07 | 3.891e-07 | 4.8342e-07 | 5.968e-07 | 7.3207e-07 | 8.9228e-07 | 1.0806e-06 | 1.3004e-06 | 1.555e-06 | 1.8475e-06 | 2.1811e-06 | 2.5585e-06 | 2.9822e-06 | 3.4539e-06 | 3.9747e-06 | 4.545e-06 | 5.164e-06 | 5.8299e-06 | 6.5399e-06 | 7.2897e-06 | 8.0736e-06 | 8.885e-06 | 9.7158e-06 | 1.0557e-05 | 1.1397e-05 | 1.2226e-05 | 1.3032e-05 | 1.3803e-05 | 1.4526e-05 | 1.519e-05 | 1.5783e-05 | 1.6295e-05 | 1.6717e-05 | 1.704e-05 | 1.7259e-05 | 1.737e-05 | 1.737e-05 | 1.7259e-05 | 1.704e-05 | 1.6717e-05 | 1.6295e-05 | 1.5783e-05 | 1.519e-05 | 1.4526e-05 | 1.3803e-05 | 1.3032e-05 | 1.2226e-05 | 1.1397e-05 | 1.0557e-05 | 9.7158e-06 | 8.885e-06 | 8.0736e-06 | 7.2897e-06 | 6.5399e-06 | 5.8299e-06 | 5.164e-06 | 4.545e-06 | 3.9747e-06 | 3.4539e-06 | 2.9822e-06 | 2.5585e-06 | 2.1811e-06 | 1.8475e-06 | 1.555e-06 | 1.3004e-06 | 1.0806e-06 | 8.9228e-07 | 7.3207e-07 | 5.968e-07 | 4.8342e-07 | 3.891e-07 | 3.1118e-07 | 2.4729e-07 | 1.9526e-07 | 1.532e-07 | 1.1943e-07 | 9.2514e-08 | 7.1208e-08 | 5.446e-08 | 4.1386e-08 | 3.1251e-08 | 2.3447e-08 | 1.748e-08 | 1.2949e-08 | 9.5311e-09 | 6.9708e-09 | 5.0658e-09 | 3.658e-09 | 2.6246e-09 | 1.8712e-09 | 1.3255e-09 | 9.3303e-10 | 6.5257e-10 | 4.5351e-10 | 3.1316e-10 | 2.1487e-10 | 1.465e-10 | 9.9241e-11 | 6.6802e-11 | 4.468e-11 | 2.9693e-11 | 1.9608e-11 | 1.2866e-11 | 8.3883e-12 | 5.4341e-12 | 3.498e-12 | 2.2373e-12 | 1.4219e-12 | 8.9793e-13 | 5.6342e-13 | 3.5128e-13 | 2.1763e-13 | 1.3396e-13 | 8.1939e-14 | 4.9799e-14 | 3.0073e-14 | 1.8046e-14 | 1.0759e-14 | 6.3742e-15 | 3.7523e-15 | 1.3279 | 93 | 1.3279 | 189 | 0.67 | 0.68 | 61 | 61 | 0.10678 | 0.39322 | $FG$61 | $FG$61 | 1228 | 614 | 614.863 | 0.001213 | 143.0965
68 | 182 | 1.3479 | 0.67 | 0 | 0.00048708 | 0.44421 |  | 5.1216e-11 | 2.6941e-11 | 4.0395e-11 | 6.019e-11 | 8.913e-11 | 1.3116e-10 | 1.9182e-10 | 2.7879e-10 | 4.0266e-10 | 5.7797e-10 | 8.2445e-10 | 1.1687e-09 | 1.6465e-09 | 2.3052e-09 | 3.2073e-09 | 4.4347e-09 | 6.0937e-09 | 8.3214e-09 | 1.1293e-08 | 1.523e-08 | 2.0413e-08 | 2.7189e-08 | 3.5989e-08 | 4.7342e-08 | 6.189e-08 | 8.0405e-08 | 1.0381e-07 | 1.332e-07 | 1.6984e-07 | 2.1522e-07 | 2.7102e-07 | 3.3918e-07 | 4.2185e-07 | 5.2139e-07 | 6.4043e-07 | 7.8176e-07 | 9.4835e-07 | 1.1433e-06 | 1.3697e-06 | 1.6309e-06 | 1.9297e-06 | 2.2691e-06 | 2.6516e-06 | 3.0793e-06 | 3.5539e-06 | 4.076e-06 | 4.6459e-06 | 5.2626e-06 | 5.924e-06 | 6.6272e-06 | 7.3678e-06 | 8.1402e-06 | 8.9378e-06 | 9.7526e-06 | 1.0575e-05 | 1.1397e-05 | 1.2205e-05 | 1.299e-05 | 1.3739e-05 | 1.4442e-05 | 1.5085e-05 | 1.566e-05 | 1.6156e-05 | 1.6563e-05 | 1.6876e-05 | 1.7088e-05 | 1.7195e-05 | 1.7195e-05 | 1.7088e-05 | 1.6876e-05 | 1.6563e-05 | 1.6156e-05 | 1.566e-05 | 1.5085e-05 | 1.4442e-05 | 1.3739e-05 | 1.299e-05 | 1.2205e-05 | 1.1397e-05 | 1.0575e-05 | 9.7526e-06 | 8.9378e-06 | 8.1402e-06 | 7.3678e-06 | 6.6272e-06 | 5.924e-06 | 5.2626e-06 | 4.6459e-06 | 4.076e-06 | 3.5539e-06 | 3.0793e-06 | 2.6516e-06 | 2.2691e-06 | 1.9297e-06 | 1.6309e-06 | 1.3697e-06 | 1.1433e-06 | 9.4835e-07 | 7.8176e-07 | 6.4043e-07 | 5.2139e-07 | 4.2185e-07 | 3.3918e-07 | 2.7102e-07 | 2.1522e-07 | 1.6984e-07 | 1.332e-07 | 1.0381e-07 | 8.0405e-08 | 6.189e-08 | 4.7342e-08 | 3.5989e-08 | 2.7189e-08 | 2.0413e-08 | 1.523e-08 | 1.1293e-08 | 8.3214e-09 | 6.0937e-09 | 4.4347e-09 | 3.2073e-09 | 2.3052e-09 | 1.6465e-09 | 1.1687e-09 | 8.2445e-10 | 5.7797e-10 | 4.0266e-10 | 2.7879e-10 | 1.9182e-10 | 1.3116e-10 | 8.913e-11 | 6.019e-11 | 4.0395e-11 | 2.6941e-11 | 1.7857e-11 | 1.1762e-11 | 7.6993e-12 | 5.0086e-12 | 3.238e-12 | 2.0803e-12 | 1.3283e-12 | 8.428e-13 | 5.3144e-13 | 3.3303e-13 | 2.074e-13 | 1.2836e-13 | 7.8947e-14 | 4.8255e-14 | 2.9311e-14 | 1.7694e-14 | 1.0615e-14 | 1.3479 | 94 | 1.3479 | 182 | 0.68 | 0.69 | 61 | 62 | 0.60678 | 0.89322 | $FG$61 | $FG$62 | 2549 | 623.9302 | 618.6097 | 0.04537 | 143.0953
69 | 180 | 1.3679 | 0.68 | 0 | 0.00049031 | 0.44296 |  | 4.7341e-11 | 2.4628e-11 | 3.6796e-11 | 5.4643e-11 | 8.0654e-11 | 1.1833e-10 | 1.7254e-10 | 2.5007e-10 | 3.6023e-10 | 5.1578e-10 | 7.3401e-10 | 1.0382e-09 | 1.4597e-09 | 2.0397e-09 | 2.833e-09 | 3.9109e-09 | 5.3662e-09 | 7.3183e-09 | 9.92e-09 | 1.3365e-08 | 1.7898e-08 | 2.3822e-08 | 3.1514e-08 | 4.1438e-08 | 5.4157e-08 | 7.035e-08 | 9.083e-08 | 1.1656e-07 | 1.4868e-07 | 1.8849e-07 | 2.3751e-07 | 2.9746e-07 | 3.703e-07 | 4.5817e-07 | 5.6345e-07 | 6.8872e-07 | 8.3674e-07 | 1.0104e-06 | 1.2127e-06 | 1.4467e-06 | 1.7154e-06 | 2.0216e-06 | 2.368e-06 | 2.757e-06 | 3.1904e-06 | 3.6696e-06 | 4.1951e-06 | 4.7668e-06 | 5.3835e-06 | 6.0432e-06 | 6.7425e-06 | 7.4772e-06 | 8.2416e-06 | 9.029e-06 | 9.8317e-06 | 1.0641e-05 | 1.1447e-05 | 1.2239e-05 | 1.3007e-05 | 1.3739e-05 | 1.4424e-05 | 1.5051e-05 | 1.5611e-05 | 1.6093e-05 | 1.6489e-05 | 1.6793e-05 | 1.6999e-05 | 1.7102e-05 | 1.7102e-05 | 1.6999e-05 | 1.6793e-05 | 1.6489e-05 | 1.6093e-05 | 1.5611e-05 | 1.5051e-05 | 1.4424e-05 | 1.3739e-05 | 1.3007e-05 | 1.2239e-05 | 1.1447e-05 | 1.0641e-05 | 9.8317e-06 | 9.029e-06 | 8.2416e-06 | 7.4772e-06 | 6.7425e-06 | 6.0432e-06 | 5.3835e-06 | 4.7668e-06 | 4.1951e-06 | 3.6696e-06 | 3.1904e-06 | 2.757e-06 | 2.368e-06 | 2.0216e-06 | 1.7154e-06 | 1.4467e-06 | 1.2127e-06 | 1.0104e-06 | 8.3674e-07 | 6.8872e-07 | 5.6345e-07 | 4.5817e-07 | 3.703e-07 | 2.9746e-07 | 2.3751e-07 | 1.8849e-07 | 1.4868e-07 | 1.1656e-07 | 9.083e-08 | 7.035e-08 | 5.4157e-08 | 4.1438e-08 | 3.1514e-08 | 2.3822e-08 | 1.7898e-08 | 1.3365e-08 | 9.92e-09 | 7.3183e-09 | 5.3662e-09 | 3.9109e-09 | 2.833e-09 | 2.0397e-09 | 1.4597e-09 | 1.0382e-09 | 7.3401e-10 | 5.1578e-10 | 3.6023e-10 | 2.5007e-10 | 1.7254e-10 | 1.1833e-10 | 8.0654e-11 | 5.4643e-11 | 3.6796e-11 | 2.4628e-11 | 1.6383e-11 | 1.0833e-11 | 7.1193e-12 | 4.6504e-12 | 3.0193e-12 | 1.9484e-12 | 1.2497e-12 | 7.9669e-13 | 5.0481e-13 | 3.1793e-13 | 1.9902e-13 | 1.2383e-13 | 7.6575e-14 | 4.7067e-14 | 2.8755e-14 | 1.3679 | 95 | 1.3679 | 180 | 0.69 | 0.7 | 62 | 62 | 0.10678 | 0.39322 | $FG$62 | $FG$62 | 1321 | 660.5 | 622.5476 | 2.1807 | 143.0499
70 | 122 | 1.3879 | 0.69 | 0 | 0.00049618 | 0.44177 |  | 4.411e-11 | 2.2694e-11 | 3.3788e-11 | 5.0008e-11 | 7.3577e-11 | 1.0761e-10 | 1.5646e-10 | 2.2613e-10 | 3.2489e-10 | 4.6401e-10 | 6.5879e-10 | 9.2979e-10 | 1.3045e-09 | 1.8194e-09 | 2.5224e-09 | 3.4765e-09 | 4.763e-09 | 6.4869e-09 | 8.7824e-09 | 1.182e-08 | 1.5814e-08 | 2.1031e-08 | 2.7805e-08 | 3.6543e-08 | 4.7742e-08 | 6.2005e-08 | 8.005e-08 | 1.0274e-07 | 1.3107e-07 | 1.6623e-07 | 2.0956e-07 | 2.6264e-07 | 3.272e-07 | 4.0522e-07 | 4.9888e-07 | 6.1054e-07 | 7.4276e-07 | 8.9827e-07 | 1.0799e-06 | 1.2906e-06 | 1.5332e-06 | 1.8107e-06 | 2.1257e-06 | 2.4807e-06 | 2.8779e-06 | 3.319e-06 | 3.8049e-06 | 4.3361e-06 | 4.9122e-06 | 5.5319e-06 | 6.1929e-06 | 6.8919e-06 | 7.6242e-06 | 8.3845e-06 | 9.1659e-06 | 9.9608e-06 | 1.0761e-05 | 1.1556e-05 | 1.2336e-05 | 1.3091e-05 | 1.381e-05 | 1.4482e-05 | 1.5097e-05 | 1.5645e-05 | 1.6117e-05 | 1.6504e-05 | 1.6801e-05 | 1.7002e-05 | 1.7103e-05 | 1.7103e-05 | 1.7002e-05 | 1.6801e-05 | 1.6504e-05 | 1.6117e-05 | 1.5645e-05 | 1.5097e-05 | 1.4482e-05 | 1.381e-05 | 1.3091e-05 | 1.2336e-05 | 1.1556e-05 | 1.0761e-05 | 9.9608e-06 | 9.1659e-06 | 8.3845e-06 | 7.6242e-06 | 6.8919e-06 | 6.1929e-06 | 5.5319e-06 | 4.9122e-06 | 4.3361e-06 | 3.8049e-06 | 3.319e-06 | 2.8779e-06 | 2.4807e-06 | 2.1257e-06 | 1.8107e-06 | 1.5332e-06 | 1.2906e-06 | 1.0799e-06 | 8.9827e-07 | 7.4276e-07 | 6.1054e-07 | 4.9888e-07 | 4.0522e-07 | 3.272e-07 | 2.6264e-07 | 2.0956e-07 | 1.6623e-07 | 1.3107e-07 | 1.0274e-07 | 8.005e-08 | 6.2005e-08 | 4.7742e-08 | 3.6543e-08 | 2.7805e-08 | 2.1031e-08 | 1.5814e-08 | 1.182e-08 | 8.7824e-09 | 6.4869e-09 | 4.763e-09 | 3.4765e-09 | 2.5224e-09 | 1.8194e-09 | 1.3045e-09 | 9.2979e-10 | 6.5879e-10 | 4.6401e-10 | 3.2489e-10 | 2.2613e-10 | 1.5646e-10 | 1.0761e-10 | 7.3577e-11 | 5.0008e-11 | 3.3788e-11 | 2.2694e-11 | 1.5152e-11 | 1.0057e-11 | 6.6352e-12 | 4.3519e-12 | 2.8374e-12 | 1.839e-12 | 1.1848e-12 | 7.5887e-13 | 4.8316e-13 | 3.0579e-13 | 1.9239e-13 | 1.2033e-13 | 7.4813e-14 | 1.3879 | 96 | 1.3879 | 122 | 0.7 | 0.71 | 62 | 63 | 0.60678 | 0.89322 | $FG$62 | $FG$63 | 2641 | 660.3932 | 626.6061 | 1.7286 | 140.8692
71 | 118 | 1.4079 | 0.7 | 0 | 0.0004977 | 0.44062 |  | 4.0844e-11 | 2.0782e-11 | 3.0835e-11 | 4.5485e-11 | 6.6708e-11 | 9.7268e-11 | 1.4101e-10 | 2.0323e-10 | 2.9122e-10 | 4.1489e-10 | 5.8766e-10 | 8.2756e-10 | 1.1587e-09 | 1.6128e-09 | 2.232e-09 | 3.0711e-09 | 4.2011e-09 | 5.7137e-09 | 7.7259e-09 | 1.0386e-08 | 1.3882e-08 | 1.8447e-08 | 2.4371e-08 | 3.2012e-08 | 4.1805e-08 | 5.4278e-08 | 7.0064e-08 | 8.9919e-08 | 1.1473e-07 | 1.4555e-07 | 1.8357e-07 | 2.3018e-07 | 2.8696e-07 | 3.5568e-07 | 4.383e-07 | 5.3699e-07 | 6.541e-07 | 7.9213e-07 | 9.5375e-07 | 1.1417e-06 | 1.3588e-06 | 1.6078e-06 | 1.8914e-06 | 2.2121e-06 | 2.5724e-06 | 2.9739e-06 | 3.4183e-06 | 3.9063e-06 | 4.4381e-06 | 5.0132e-06 | 5.6301e-06 | 6.2862e-06 | 6.9783e-06 | 7.7017e-06 | 8.4509e-06 | 9.2194e-06 | 9.9995e-06 | 1.0783e-05 | 1.156e-05 | 1.2322e-05 | 1.3058e-05 | 1.3758e-05 | 1.4412e-05 | 1.501e-05 | 1.5541e-05 | 1.5999e-05 | 1.6374e-05 | 1.6662e-05 | 1.6856e-05 | 1.6955e-05 | 1.6955e-05 | 1.6856e-05 | 1.6662e-05 | 1.6374e-05 | 1.5999e-05 | 1.5541e-05 | 1.501e-05 | 1.4412e-05 | 1.3758e-05 | 1.3058e-05 | 1.2322e-05 | 1.156e-05 | 1.0783e-05 | 9.9995e-06 | 9.2194e-06 | 8.4509e-06 | 7.7017e-06 | 6.9783e-06 | 6.2862e-06 | 5.6301e-06 | 5.0132e-06 | 4.4381e-06 | 3.9063e-06 | 3.4183e-06 | 2.9739e-06 | 2.5724e-06 | 2.2121e-06 | 1.8914e-06 | 1.6078e-06 | 1.3588e-06 | 1.1417e-06 | 9.5375e-07 | 7.9213e-07 | 6.541e-07 | 5.3699e-07 | 4.383e-07 | 3.5568e-07 | 2.8696e-07 | 2.3018e-07 | 1.8357e-07 | 1.4555e-07 | 1.1473e-07 | 8.9919e-08 | 7.0064e-08 | 5.4278e-08 | 4.1805e-08 | 3.2012e-08 | 2.4371e-08 | 1.8447e-08 | 1.3882e-08 | 1.0386e-08 | 7.7259e-09 | 5.7137e-09 | 4.2011e-09 | 3.0711e-09 | 2.232e-09 | 1.6128e-09 | 1.1587e-09 | 8.2756e-10 | 5.8766e-10 | 4.1489e-10 | 2.9122e-10 | 2.0323e-10 | 1.4101e-10 | 9.7268e-11 | 6.6708e-11 | 4.5485e-11 | 3.0835e-11 | 2.0782e-11 | 1.3926e-11 | 9.2774e-12 | 6.1449e-12 | 4.0466e-12 | 2.6493e-12 | 1.7245e-12 | 1.116e-12 | 7.1807e-13 | 4.5934e-13 | 2.9214e-13 | 1.8472e-13 | 1.4079 | 97 | 1.4079 | 118 | 0.71 | 0.72 | 63 | 63 | 0.10678 | 0.39322 | $FG$63 | $FG$63 | 1320 | 660 | 630.7215 | 1.2988 | 139.1405
72 | 81 | 1.4279 | 0.71 | 0 | 0.00050117 | 0.43952 |  | 3.8062e-11 | 1.9154e-11 | 2.8322e-11 | 4.164e-11 | 6.0876e-11 | 8.8495e-11 | 1.2792e-10 | 1.8386e-10 | 2.6276e-10 | 3.7341e-10 | 5.2766e-10 | 7.414e-10 | 1.0358e-09 | 1.439e-09 | 1.9879e-09 | 2.7305e-09 | 3.7294e-09 | 5.0649e-09 | 6.8397e-09 | 9.1843e-09 | 1.2263e-08 | 1.6281e-08 | 2.1493e-08 | 2.8214e-08 | 3.6826e-08 | 4.7796e-08 | 6.1684e-08 | 7.9156e-08 | 1.01e-07 | 1.2815e-07 | 1.6168e-07 | 2.0283e-07 | 2.5301e-07 | 3.1382e-07 | 3.8704e-07 | 4.7466e-07 | 5.7881e-07 | 7.0184e-07 | 8.462e-07 | 1.0145e-06 | 1.2094e-06 | 1.4335e-06 | 1.6897e-06 | 1.9803e-06 | 2.3078e-06 | 2.6742e-06 | 3.0813e-06 | 3.5303e-06 | 4.0219e-06 | 4.5561e-06 | 5.132e-06 | 5.7481e-06 | 6.4017e-06 | 7.0893e-06 | 7.8064e-06 | 8.5475e-06 | 9.3061e-06 | 1.0075e-05 | 1.0845e-05 | 1.1608e-05 | 1.2355e-05 | 1.3076e-05 | 1.376e-05 | 1.4398e-05 | 1.4981e-05 | 1.55e-05 | 1.5945e-05 | 1.6311e-05 | 1.659e-05 | 1.678e-05 | 1.6875e-05 | 1.6875e-05 | 1.678e-05 | 1.659e-05 | 1.6311e-05 | 1.5945e-05 | 1.55e-05 | 1.4981e-05 | 1.4398e-05 | 1.376e-05 | 1.3076e-05 | 1.2355e-05 | 1.1608e-05 | 1.0845e-05 | 1.0075e-05 | 9.3061e-06 | 8.5475e-06 | 7.8064e-06 | 7.0893e-06 | 6.4017e-06 | 5.7481e-06 | 5.132e-06 | 4.5561e-06 | 4.0219e-06 | 3.5303e-06 | 3.0813e-06 | 2.6742e-06 | 2.3078e-06 | 1.9803e-06 | 1.6897e-06 | 1.4335e-06 | 1.2094e-06 | 1.0145e-06 | 8.462e-07 | 7.0184e-07 | 5.7881e-07 | 4.7466e-07 | 3.8704e-07 | 3.1382e-07 | 2.5301e-07 | 2.0283e-07 | 1.6168e-07 | 1.2815e-07 | 1.01e-07 | 7.9156e-08 | 6.1684e-08 | 4.7796e-08 | 3.6826e-08 | 2.8214e-08 | 2.1493e-08 | 1.6281e-08 | 1.2263e-08 | 9.1843e-09 | 6.8397e-09 | 5.0649e-09 | 3.7294e-09 | 2.7305e-09 | 1.9879e-09 | 1.439e-09 | 1.0358e-09 | 7.414e-10 | 5.2766e-10 | 3.7341e-10 | 2.6276e-10 | 1.8386e-10 | 1.2792e-10 | 8.8495e-11 | 6.0876e-11 | 4.164e-11 | 2.8322e-11 | 1.9154e-11 | 1.2881e-11 | 8.6132e-12 | 5.727e-12 | 3.7863e-12 | 2.4892e-12 | 1.6272e-12 | 1.0576e-12 | 6.8358e-13 | 4.3932e-13 | 1.4279 | 98 | 1.4279 | 81 | 0.72 | 0.73 | 63 | 64 | 0.60678 | 0.89322 | $FG$63 | $FG$64 | 2612 | 657.0103 | 634.8352 | 0.74844 | 137.8417
73 | 76 | 1.4479 | 0.72 | 0 | 0.00051024 | 0.43847 |  | 3.5947e-11 | 1.7892e-11 | 2.6366e-11 | 3.8638e-11 | 5.6309e-11 | 8.1609e-11 | 1.1762e-10 | 1.6859e-10 | 2.4032e-10 | 3.4066e-10 | 4.8024e-10 | 6.7326e-10 | 9.3865e-10 | 1.3014e-09 | 1.7945e-09 | 2.4606e-09 | 3.3554e-09 | 4.5503e-09 | 6.1366e-09 | 8.2302e-09 | 1.0977e-08 | 1.456e-08 | 1.9206e-08 | 2.5194e-08 | 3.2867e-08 | 4.2639e-08 | 5.5011e-08 | 7.0582e-08 | 9.006e-08 | 1.1428e-07 | 1.4421e-07 | 1.8097e-07 | 2.2585e-07 | 2.8031e-07 | 3.4597e-07 | 4.2465e-07 | 5.1836e-07 | 6.2924e-07 | 7.5962e-07 | 9.1196e-07 | 1.0888e-06 | 1.2927e-06 | 1.5264e-06 | 1.7924e-06 | 2.0931e-06 | 2.4307e-06 | 2.8072e-06 | 3.224e-06 | 3.6824e-06 | 4.1827e-06 | 4.7247e-06 | 5.3074e-06 | 5.9291e-06 | 6.5871e-06 | 7.2776e-06 | 7.9962e-06 | 8.7371e-06 | 9.494e-06 | 1.0259e-05 | 1.1025e-05 | 1.1783e-05 | 1.2523e-05 | 1.3236e-05 | 1.3913e-05 | 1.4543e-05 | 1.5118e-05 | 1.5629e-05 | 1.6068e-05 | 1.6428e-05 | 1.6703e-05 | 1.6889e-05 | 1.6983e-05 | 1.6983e-05 | 1.6889e-05 | 1.6703e-05 | 1.6428e-05 | 1.6068e-05 | 1.5629e-05 | 1.5118e-05 | 1.4543e-05 | 1.3913e-05 | 1.3236e-05 | 1.2523e-05 | 1.1783e-05 | 1.1025e-05 | 1.0259e-05 | 9.494e-06 | 8.7371e-06 | 7.9962e-06 | 7.2776e-06 | 6.5871e-06 | 5.9291e-06 | 5.3074e-06 | 4.7247e-06 | 4.1827e-06 | 3.6824e-06 | 3.224e-06 | 2.8072e-06 | 2.4307e-06 | 2.0931e-06 | 1.7924e-06 | 1.5264e-06 | 1.2927e-06 | 1.0888e-06 | 9.1196e-07 | 7.5962e-07 | 6.2924e-07 | 5.1836e-07 | 4.2465e-07 | 3.4597e-07 | 2.8031e-07 | 2.2585e-07 | 1.8097e-07 | 1.4421e-07 | 1.1428e-07 | 9.006e-08 | 7.0582e-08 | 5.5011e-08 | 4.2639e-08 | 3.2867e-08 | 2.5194e-08 | 1.9206e-08 | 1.456e-08 | 1.0977e-08 | 8.2302e-09 | 6.1366e-09 | 4.5503e-09 | 3.3554e-09 | 2.4606e-09 | 1.7945e-09 | 1.3014e-09 | 9.3865e-10 | 6.7326e-10 | 4.8024e-10 | 3.4066e-10 | 2.4032e-10 | 1.6859e-10 | 1.1762e-10 | 8.1609e-11 | 5.6309e-11 | 3.8638e-11 | 2.6366e-11 | 1.7892e-11 | 1.2075e-11 | 8.1039e-12 | 5.4088e-12 | 3.5901e-12 | 2.3698e-12 | 1.5556e-12 | 1.0155e-12 | 1.4479 | 99 | 1.4479 | 76 | 0.73 | 0.74 | 64 | 64 | 0.10678 | 0.39322 | $FG$64 | $FG$64 | 1292 | 646 | 638.8919 | 0.078211 | 137.0933
74 | 78 | 1.4679 | 0.73 | 0 | 0.00051212 | 0.43745 |  | 3.3547e-11 | 1.6516e-11 | 2.4255e-11 | 3.5429e-11 | 5.1472e-11 | 7.4375e-11 | 1.0689e-10 | 1.5279e-10 | 2.1722e-10 | 3.0715e-10 | 4.3197e-10 | 6.0423e-10 | 8.4063e-10 | 1.1632e-09 | 1.6009e-09 | 2.1913e-09 | 2.9833e-09 | 4.0397e-09 | 5.4405e-09 | 7.2876e-09 | 9.7091e-09 | 1.2865e-08 | 1.6956e-08 | 2.2226e-08 | 2.8977e-08 | 3.7574e-08 | 4.846e-08 | 6.2161e-08 | 7.9306e-08 | 1.0063e-07 | 1.2701e-07 | 1.5943e-07 | 1.9904e-07 | 2.4716e-07 | 3.0526e-07 | 3.7497e-07 | 4.5812e-07 | 5.5668e-07 | 6.728e-07 | 8.0875e-07 | 9.6692e-07 | 1.1498e-06 | 1.3599e-06 | 1.5996e-06 | 1.8715e-06 | 2.1778e-06 | 2.5205e-06 | 2.9014e-06 | 3.3219e-06 | 3.7827e-06 | 4.2842e-06 | 4.826e-06 | 5.407e-06 | 6.0252e-06 | 6.6779e-06 | 7.3613e-06 | 8.0709e-06 | 8.801e-06 | 9.5454e-06 | 1.0297e-05 | 1.1048e-05 | 1.1789e-05 | 1.2512e-05 | 1.3208e-05 | 1.3868e-05 | 1.4481e-05 | 1.5041e-05 | 1.5537e-05 | 1.5963e-05 | 1.6313e-05 | 1.658e-05 | 1.676e-05 | 1.6851e-05 | 1.6851e-05 | 1.676e-05 | 1.658e-05 | 1.6313e-05 | 1.5963e-05 | 1.5537e-05 | 1.5041e-05 | 1.4481e-05 | 1.3868e-05 | 1.3208e-05 | 1.2512e-05 | 1.1789e-05 | 1.1048e-05 | 1.0297e-05 | 9.5454e-06 | 8.801e-06 | 8.0709e-06 | 7.3613e-06 | 6.6779e-06 | 6.0252e-06 | 5.407e-06 | 4.826e-06 | 4.2842e-06 | 3.7827e-06 | 3.3219e-06 | 2.9014e-06 | 2.5205e-06 | 2.1778e-06 | 1.8715e-06 | 1.5996e-06 | 1.3599e-06 | 1.1498e-06 | 9.6692e-07 | 8.0875e-07 | 6.728e-07 | 5.5668e-07 | 4.5812e-07 | 3.7497e-07 | 3.0526e-07 | 2.4716e-07 | 1.9904e-07 | 1.5943e-07 | 1.2701e-07 | 1.0063e-07 | 7.9306e-08 | 6.2161e-08 | 4.846e-08 | 3.7574e-08 | 2.8977e-08 | 2.2226e-08 | 1.6956e-08 | 1.2865e-08 | 9.7091e-09 | 7.2876e-09 | 5.4405e-09 | 4.0397e-09 | 2.9833e-09 | 2.1913e-09 | 1.6009e-09 | 1.1632e-09 | 8.4063e-10 | 6.0423e-10 | 4.3197e-10 | 3.0715e-10 | 2.1722e-10 | 1.5279e-10 | 1.0689e-10 | 7.4375e-11 | 5.1472e-11 | 3.5429e-11 | 2.4255e-11 | 1.6516e-11 | 1.1185e-11 | 7.534e-12 | 5.0473e-12 | 3.3632e-12 | 2.2289e-12 | 1.4679 | 100 | 1.4679 | 78 | 0.74 | 0.75 | 64 | 65 | 0.60678 | 0.89322 | $FG$64 | $FG$65 | 2659 | 654.0082 | 642.8385 | 0.19077 | 137.0151
75 | 52 | 1.4879 | 0.74 | 0 | 0.000514 | 0.43647 |  | 3.1376e-11 | 1.5279e-11 | 2.2365e-11 | 3.2563e-11 | 4.7161e-11 | 6.7943e-11 | 9.7367e-11 | 1.388e-10 | 1.9681e-10 | 2.776e-10 | 3.8949e-10 | 5.4358e-10 | 7.5465e-10 | 1.0421e-09 | 1.4315e-09 | 1.9561e-09 | 2.6587e-09 | 3.5947e-09 | 4.8345e-09 | 6.4675e-09 | 8.6066e-09 | 1.1393e-08 | 1.5001e-08 | 1.9648e-08 | 2.5599e-08 | 3.3176e-08 | 4.2769e-08 | 5.4845e-08 | 6.9959e-08 | 8.8768e-08 | 1.1204e-07 | 1.4066e-07 | 1.7567e-07 | 2.1823e-07 | 2.6968e-07 | 3.3148e-07 | 4.0531e-07 | 4.9296e-07 | 5.9641e-07 | 7.1775e-07 | 8.5922e-07 | 1.0232e-06 | 1.2119e-06 | 1.428e-06 | 1.6736e-06 | 1.9512e-06 | 2.2628e-06 | 2.6103e-06 | 2.9953e-06 | 3.4189e-06 | 3.8819e-06 | 4.3843e-06 | 4.9255e-06 | 5.5044e-06 | 6.1189e-06 | 6.766e-06 | 7.4421e-06 | 8.1426e-06 | 8.862e-06 | 9.5941e-06 | 1.0332e-05 | 1.1067e-05 | 1.1793e-05 | 1.25e-05 | 1.3179e-05 | 1.3822e-05 | 1.4419e-05 | 1.4964e-05 | 1.5446e-05 | 1.586e-05 | 1.62e-05 | 1.6459e-05 | 1.6634e-05 | 1.6722e-05 | 1.6722e-05 | 1.6634e-05 | 1.6459e-05 | 1.62e-05 | 1.586e-05 | 1.5446e-05 | 1.4964e-05 | 1.4419e-05 | 1.3822e-05 | 1.3179e-05 | 1.25e-05 | 1.1793e-05 | 1.1067e-05 | 1.0332e-05 | 9.5941e-06 | 8.862e-06 | 8.1426e-06 | 7.4421e-06 | 6.766e-06 | 6.1189e-06 | 5.5044e-06 | 4.9255e-06 | 4.3843e-06 | 3.8819e-06 | 3.4189e-06 | 2.9953e-06 | 2.6103e-06 | 2.2628e-06 | 1.9512e-06 | 1.6736e-06 | 1.428e-06 | 1.2119e-06 | 1.0232e-06 | 8.5922e-07 | 7.1775e-07 | 5.9641e-07 | 4.9296e-07 | 4.0531e-07 | 3.3148e-07 | 2.6968e-07 | 2.1823e-07 | 1.7567e-07 | 1.4066e-07 | 1.1204e-07 | 8.8768e-08 | 6.9959e-08 | 5.4845e-08 | 4.2769e-08 | 3.3176e-08 | 2.5599e-08 | 1.9648e-08 | 1.5001e-08 | 1.1393e-08 | 8.6066e-09 | 6.4675e-09 | 4.8345e-09 | 3.5947e-09 | 2.6587e-09 | 1.9561e-09 | 1.4315e-09 | 1.0421e-09 | 7.5465e-10 | 5.4358e-10 | 3.8949e-10 | 2.776e-10 | 1.9681e-10 | 1.388e-10 | 9.7367e-11 | 6.7943e-11 | 4.7161e-11 | 3.2563e-11 | 2.2365e-11 | 1.5279e-11 | 1.0384e-11 | 7.0193e-12 | 4.72e-12 | 1.4879 | 101 | 1.4879 | 52 | 0.75 | 0.76 | 65 | 65 | 0.10678 | 0.39322 | $FG$65 | $FG$65 | 1367 | 683.5 | 646.6228 | 1.9896 | 136.8243
76 | 47 | 1.5079 | 0.75 | 0 | 0.00050856 | 0.43553 |  | 2.8992e-11 | 1.3966e-11 | 2.0374e-11 | 2.957e-11 | 4.2695e-11 | 6.1328e-11 | 8.7638e-11 | 1.2459e-10 | 1.762e-10 | 2.4792e-10 | 3.4702e-10 | 4.8323e-10 | 6.6943e-10 | 9.2259e-10 | 1.2649e-09 | 1.7253e-09 | 2.3412e-09 | 3.1605e-09 | 4.2445e-09 | 5.6709e-09 | 7.5375e-09 | 9.9668e-09 | 1.3111e-08 | 1.7158e-08 | 2.2339e-08 | 2.8934e-08 | 3.7282e-08 | 4.7792e-08 | 6.0947e-08 | 7.7323e-08 | 9.7593e-08 | 1.2254e-07 | 1.5307e-07 | 1.9022e-07 | 2.3517e-07 | 2.8924e-07 | 3.539e-07 | 4.3079e-07 | 5.2167e-07 | 6.2847e-07 | 7.5322e-07 | 8.9808e-07 | 1.0653e-06 | 1.2571e-06 | 1.4757e-06 | 1.7235e-06 | 2.0025e-06 | 2.3147e-06 | 2.6617e-06 | 3.0449e-06 | 3.4653e-06 | 3.9234e-06 | 4.4192e-06 | 4.9519e-06 | 5.5202e-06 | 6.122e-06 | 6.7544e-06 | 7.4136e-06 | 8.0952e-06 | 8.7938e-06 | 9.5034e-06 | 1.0217e-05 | 1.0928e-05 | 1.1628e-05 | 1.2309e-05 | 1.2962e-05 | 1.358e-05 | 1.4154e-05 | 1.4676e-05 | 1.5139e-05 | 1.5536e-05 | 1.586e-05 | 1.6109e-05 | 1.6276e-05 | 1.636e-05 | 1.636e-05 | 1.6276e-05 | 1.6109e-05 | 1.586e-05 | 1.5536e-05 | 1.5139e-05 | 1.4676e-05 | 1.4154e-05 | 1.358e-05 | 1.2962e-05 | 1.2309e-05 | 1.1628e-05 | 1.0928e-05 | 1.0217e-05 | 9.5034e-06 | 8.7938e-06 | 8.0952e-06 | 7.4136e-06 | 6.7544e-06 | 6.122e-06 | 5.5202e-06 | 4.9519e-06 | 4.4192e-06 | 3.9234e-06 | 3.4653e-06 | 3.0449e-06 | 2.6617e-06 | 2.3147e-06 | 2.0025e-06 | 1.7235e-06 | 1.4757e-06 | 1.2571e-06 | 1.0653e-06 | 8.9808e-07 | 7.5322e-07 | 6.2847e-07 | 5.2167e-07 | 4.3079e-07 | 3.539e-07 | 2.8924e-07 | 2.3517e-07 | 1.9022e-07 | 1.5307e-07 | 1.2254e-07 | 9.7593e-08 | 7.7323e-08 | 6.0947e-08 | 4.7792e-08 | 3.7282e-08 | 2.8934e-08 | 2.2339e-08 | 1.7158e-08 | 1.3111e-08 | 9.9668e-09 | 7.5375e-09 | 5.6709e-09 | 4.2445e-09 | 3.1605e-09 | 2.3412e-09 | 1.7253e-09 | 1.2649e-09 | 9.2259e-10 | 6.6943e-10 | 4.8323e-10 | 3.4702e-10 | 2.4792e-10 | 1.762e-10 | 1.2459e-10 | 8.7638e-11 | 6.1328e-11 | 4.2695e-11 | 2.957e-11 | 2.0374e-11 | 1.3966e-11 | 9.5234e-12 | 1.5079 | 102 | 1.5079 | 47 | 0.76 | 0.77 | 65 | 66 | 0.60678 | 0.89322 | $FG$65 | $FG$66 | 2690 | 678.8019 | 650.1937 | 1.2057 | 134.8346
77 | 53 | 1.5279 | 0.76 | 0 | 0.00052913 | 0.43462 |  | 2.8228e-11 | 1.3451e-11 | 1.956e-11 | 2.8299e-11 | 4.0735e-11 | 5.8341e-11 | 8.3135e-11 | 1.1787e-10 | 1.6627e-10 | 2.3336e-10 | 3.2587e-10 | 4.5276e-10 | 6.2588e-10 | 8.6083e-10 | 1.178e-09 | 1.6039e-09 | 2.1728e-09 | 2.9286e-09 | 3.9273e-09 | 5.2401e-09 | 6.9565e-09 | 9.1884e-09 | 1.2075e-08 | 1.5789e-08 | 2.054e-08 | 2.6587e-08 | 3.424e-08 | 4.3873e-08 | 5.5932e-08 | 7.0947e-08 | 8.9538e-08 | 1.1243e-07 | 1.4046e-07 | 1.746e-07 | 2.1594e-07 | 2.6572e-07 | 3.2532e-07 | 3.9628e-07 | 4.8029e-07 | 5.7916e-07 | 6.9486e-07 | 8.2948e-07 | 9.8517e-07 | 1.1642e-06 | 1.3688e-06 | 1.6012e-06 | 1.8637e-06 | 2.1582e-06 | 2.4866e-06 | 2.8506e-06 | 3.2514e-06 | 3.6898e-06 | 4.1661e-06 | 4.6803e-06 | 5.2313e-06 | 5.8177e-06 | 6.4372e-06 | 7.0867e-06 | 7.7624e-06 | 8.4596e-06 | 9.1729e-06 | 9.8961e-06 | 1.0622e-05 | 1.1345e-05 | 1.2055e-05 | 1.2745e-05 | 1.3406e-05 | 1.4031e-05 | 1.461e-05 | 1.5137e-05 | 1.5603e-05 | 1.6003e-05 | 1.633e-05 | 1.658e-05 | 1.6749e-05 | 1.6834e-05 | 1.6834e-05 | 1.6749e-05 | 1.658e-05 | 1.633e-05 | 1.6003e-05 | 1.5603e-05 | 1.5137e-05 | 1.461e-05 | 1.4031e-05 | 1.3406e-05 | 1.2745e-05 | 1.2055e-05 | 1.1345e-05 | 1.0622e-05 | 9.8961e-06 | 9.1729e-06 | 8.4596e-06 | 7.7624e-06 | 7.0867e-06 | 6.4372e-06 | 5.8177e-06 | 5.2313e-06 | 4.6803e-06 | 4.1661e-06 | 3.6898e-06 | 3.2514e-06 | 2.8506e-06 | 2.4866e-06 | 2.1582e-06 | 1.8637e-06 | 1.6012e-06 | 1.3688e-06 | 1.1642e-06 | 9.8517e-07 | 8.2948e-07 | 6.9486e-07 | 5.7916e-07 | 4.8029e-07 | 3.9628e-07 | 3.2532e-07 | 2.6572e-07 | 2.1594e-07 | 1.746e-07 | 1.4046e-07 | 1.1243e-07 | 8.9538e-08 | 7.0947e-08 | 5.5932e-08 | 4.3873e-08 | 3.424e-08 | 2.6587e-08 | 2.054e-08 | 1.5789e-08 | 1.2075e-08 | 9.1884e-09 | 6.9565e-09 | 5.2401e-09 | 3.9273e-09 | 2.9286e-09 | 2.1728e-09 | 1.6039e-09 | 1.178e-09 | 8.6083e-10 | 6.2588e-10 | 4.5276e-10 | 3.2587e-10 | 2.3336e-10 | 1.6627e-10 | 1.1787e-10 | 8.3135e-11 | 5.8341e-11 | 4.0735e-11 | 2.8299e-11 | 1.956e-11 | 1.5279 | 103 | 1.5279 | 53 | 0.77 | 0.78 | 66 | 66 | 0.10678 | 0.39322 | $FG$66 | $FG$66 | 1323 | 661.5 | 653.5 | 0.096749 | 133.6289
78 | 36 | 1.5479 | 0.77 | 0 | 0.00053596 | 0.43375 |  | 2.681e-11 | 1.2639e-11 | 1.8319e-11 | 2.642e-11 | 3.7917e-11 | 5.4147e-11 | 7.6943e-11 | 1.088e-10 | 1.5308e-10 | 2.1432e-10 | 2.9857e-10 | 4.139e-10 | 5.7095e-10 | 7.8369e-10 | 1.0704e-09 | 1.4548e-09 | 1.9674e-09 | 2.6476e-09 | 3.5453e-09 | 4.724e-09 | 6.2635e-09 | 8.2636e-09 | 1.0849e-08 | 1.4172e-08 | 1.8422e-08 | 2.3829e-08 | 3.067e-08 | 3.928e-08 | 5.0059e-08 | 6.3481e-08 | 8.0104e-08 | 1.0058e-07 | 1.2567e-07 | 1.5624e-07 | 1.9329e-07 | 2.3795e-07 | 2.9147e-07 | 3.5528e-07 | 4.3091e-07 | 5.2006e-07 | 6.2457e-07 | 7.4636e-07 | 8.8751e-07 | 1.0501e-06 | 1.2364e-06 | 1.4486e-06 | 1.6888e-06 | 1.9591e-06 | 2.2614e-06 | 2.5975e-06 | 2.9688e-06 | 3.3764e-06 | 3.8211e-06 | 4.303e-06 | 4.8217e-06 | 5.3763e-06 | 5.9651e-06 | 6.5857e-06 | 7.235e-06 | 7.909e-06 | 8.6032e-06 | 9.3121e-06 | 1.003e-05 | 1.0749e-05 | 1.1463e-05 | 1.2165e-05 | 1.2845e-05 | 1.3497e-05 | 1.4112e-05 | 1.4682e-05 | 1.5199e-05 | 1.5657e-05 | 1.6049e-05 | 1.637e-05 | 1.6615e-05 | 1.678e-05 | 1.6864e-05 | 1.6864e-05 | 1.678e-05 | 1.6615e-05 | 1.637e-05 | 1.6049e-05 | 1.5657e-05 | 1.5199e-05 | 1.4682e-05 | 1.4112e-05 | 1.3497e-05 | 1.2845e-05 | 1.2165e-05 | 1.1463e-05 | 1.0749e-05 | 1.003e-05 | 9.3121e-06 | 8.6032e-06 | 7.909e-06 | 7.235e-06 | 6.5857e-06 | 5.9651e-06 | 5.3763e-06 | 4.8217e-06 | 4.303e-06 | 3.8211e-06 | 3.3764e-06 | 2.9688e-06 | 2.5975e-06 | 2.2614e-06 | 1.9591e-06 | 1.6888e-06 | 1.4486e-06 | 1.2364e-06 | 1.0501e-06 | 8.8751e-07 | 7.4636e-07 | 6.2457e-07 | 5.2006e-07 | 4.3091e-07 | 3.5528e-07 | 2.9147e-07 | 2.3795e-07 | 1.9329e-07 | 1.5624e-07 | 1.2567e-07 | 1.0058e-07 | 8.0104e-08 | 6.3481e-08 | 5.0059e-08 | 3.928e-08 | 3.067e-08 | 2.3829e-08 | 1.8422e-08 | 1.4172e-08 | 1.0849e-08 | 8.2636e-09 | 6.2635e-09 | 4.724e-09 | 3.5453e-09 | 2.6476e-09 | 1.9674e-09 | 1.4548e-09 | 1.0704e-09 | 7.8369e-10 | 5.7095e-10 | 4.139e-10 | 2.9857e-10 | 2.1432e-10 | 1.5308e-10 | 1.088e-10 | 7.6943e-11 | 5.4147e-11 | 3.7917e-11 | 1.5479 | 104 | 1.5479 | 36 | 0.78 | 0.79 | 66 | 67 | 0.60678 | 0.89322 | $FG$66 | $FG$67 | 2698 | 667.0523 | 656.4912 | 0.16721 | 133.5322
79 | 31 | 1.5679 | 0.78 | 0 | 0.00054016 | 0.43291 |  | 2.5384e-11 | 1.1839e-11 | 1.7105e-11 | 2.4593e-11 | 3.5189e-11 | 5.0106e-11 | 7.1004e-11 | 1.0013e-10 | 1.4052e-10 | 1.9626e-10 | 2.7278e-10 | 3.773e-10 | 5.1935e-10 | 7.1143e-10 | 9.6983e-10 | 1.3157e-09 | 1.7763e-09 | 2.3866e-09 | 3.1911e-09 | 4.2462e-09 | 5.6228e-09 | 7.4097e-09 | 9.7173e-09 | 1.2682e-08 | 1.6471e-08 | 2.129e-08 | 2.7385e-08 | 3.5054e-08 | 4.4655e-08 | 5.6611e-08 | 7.1421e-08 | 8.967e-08 | 1.1204e-07 | 1.3931e-07 | 1.7239e-07 | 2.1228e-07 | 2.6015e-07 | 3.1727e-07 | 3.8507e-07 | 4.6509e-07 | 5.5904e-07 | 6.6871e-07 | 7.9603e-07 | 9.4302e-07 | 1.1118e-06 | 1.3044e-06 | 1.5229e-06 | 1.7696e-06 | 2.0462e-06 | 2.3546e-06 | 2.6964e-06 | 3.073e-06 | 3.4852e-06 | 3.9337e-06 | 4.4183e-06 | 4.9388e-06 | 5.4939e-06 | 6.0818e-06 | 6.7002e-06 | 7.3457e-06 | 8.0146e-06 | 8.7021e-06 | 9.403e-06 | 1.0111e-05 | 1.082e-05 | 1.1523e-05 | 1.2213e-05 | 1.2881e-05 | 1.352e-05 | 1.4122e-05 | 1.4679e-05 | 1.5185e-05 | 1.5633e-05 | 1.6016e-05 | 1.6329e-05 | 1.6568e-05 | 1.6729e-05 | 1.6811e-05 | 1.6811e-05 | 1.6729e-05 | 1.6568e-05 | 1.6329e-05 | 1.6016e-05 | 1.5633e-05 | 1.5185e-05 | 1.4679e-05 | 1.4122e-05 | 1.352e-05 | 1.2881e-05 | 1.2213e-05 | 1.1523e-05 | 1.082e-05 | 1.0111e-05 | 9.403e-06 | 8.7021e-06 | 8.0146e-06 | 7.3457e-06 | 6.7002e-06 | 6.0818e-06 | 5.4939e-06 | 4.9388e-06 | 4.4183e-06 | 3.9337e-06 | 3.4852e-06 | 3.073e-06 | 2.6964e-06 | 2.3546e-06 | 2.0462e-06 | 1.7696e-06 | 1.5229e-06 | 1.3044e-06 | 1.1118e-06 | 9.4302e-07 | 7.9603e-07 | 6.6871e-07 | 5.5904e-07 | 4.6509e-07 | 3.8507e-07 | 3.1727e-07 | 2.6015e-07 | 2.1228e-07 | 1.7239e-07 | 1.3931e-07 | 1.1204e-07 | 8.967e-08 | 7.1421e-08 | 5.6611e-08 | 4.4655e-08 | 3.5054e-08 | 2.7385e-08 | 2.129e-08 | 1.6471e-08 | 1.2682e-08 | 9.7173e-09 | 7.4097e-09 | 5.6228e-09 | 4.2462e-09 | 3.1911e-09 | 2.3866e-09 | 1.7763e-09 | 1.3157e-09 | 9.6983e-10 | 7.1143e-10 | 5.1935e-10 | 3.773e-10 | 2.7278e-10 | 1.9626e-10 | 1.4052e-10 | 1.0013e-10 | 7.1004e-11 | 1.5679 | 105 | 1.5679 | 31 | 0.79 | 0.8 | 67 | 67 | 0.10678 | 0.39322 | $FG$67 | $FG$67 | 1375 | 687.5 | 659.1169 | 1.1718 | 133.365
80 | 26 | 1.5879 | 0.79 | 0 | 0.00053548 | 0.4321 |  | 2.3685e-11 | 1.0929e-11 | 1.574e-11 | 2.2562e-11 | 3.2187e-11 | 4.5702e-11 | 6.4584e-11 | 9.0837e-11 | 1.2716e-10 | 1.7716e-10 | 2.4566e-10 | 3.3903e-10 | 4.6567e-10 | 6.3661e-10 | 8.6618e-10 | 1.173e-09 | 1.5809e-09 | 2.1206e-09 | 2.8312e-09 | 3.762e-09 | 4.9751e-09 | 6.5484e-09 | 8.5785e-09 | 1.1185e-08 | 1.4514e-08 | 1.8745e-08 | 2.4096e-08 | 3.0826e-08 | 3.9251e-08 | 4.9742e-08 | 6.2739e-08 | 7.8759e-08 | 9.8401e-08 | 1.2236e-07 | 1.5143e-07 | 1.8653e-07 | 2.2868e-07 | 2.7902e-07 | 3.3884e-07 | 4.0953e-07 | 4.9264e-07 | 5.8981e-07 | 7.0281e-07 | 8.335e-07 | 9.8382e-07 | 1.1558e-06 | 1.3513e-06 | 1.5726e-06 | 1.8213e-06 | 2.0995e-06 | 2.4087e-06 | 2.7503e-06 | 3.1256e-06 | 3.5353e-06 | 3.9798e-06 | 4.4591e-06 | 4.9724e-06 | 5.5186e-06 | 6.0959e-06 | 6.7017e-06 | 7.3329e-06 | 7.9856e-06 | 8.6554e-06 | 9.3369e-06 | 1.0025e-05 | 1.0712e-05 | 1.1392e-05 | 1.2059e-05 | 1.2704e-05 | 1.332e-05 | 1.3901e-05 | 1.4437e-05 | 1.4924e-05 | 1.5355e-05 | 1.5723e-05 | 1.6023e-05 | 1.6253e-05 | 1.6407e-05 | 1.6485e-05 | 1.6485e-05 | 1.6407e-05 | 1.6253e-05 | 1.6023e-05 | 1.5723e-05 | 1.5355e-05 | 1.4924e-05 | 1.4437e-05 | 1.3901e-05 | 1.332e-05 | 1.2704e-05 | 1.2059e-05 | 1.1392e-05 | 1.0712e-05 | 1.0025e-05 | 9.3369e-06 | 8.6554e-06 | 7.9856e-06 | 7.3329e-06 | 6.7017e-06 | 6.0959e-06 | 5.5186e-06 | 4.9724e-06 | 4.4591e-06 | 3.9798e-06 | 3.5353e-06 | 3.1256e-06 | 2.7503e-06 | 2.4087e-06 | 2.0995e-06 | 1.8213e-06 | 1.5726e-06 | 1.3513e-06 | 1.1558e-06 | 9.8382e-07 | 8.335e-07 | 7.0281e-07 | 5.8981e-07 | 4.9264e-07 | 4.0953e-07 | 3.3884e-07 | 2.7902e-07 | 2.2868e-07 | 1.8653e-07 | 1.5143e-07 | 1.2236e-07 | 9.8401e-08 | 7.8759e-08 | 6.2739e-08 | 4.9742e-08 | 3.9251e-08 | 3.0826e-08 | 2.4096e-08 | 1.8745e-08 | 1.4514e-08 | 1.1185e-08 | 8.5785e-09 | 6.5484e-09 | 4.9751e-09 | 3.762e-09 | 2.8312e-09 | 2.1206e-09 | 1.5809e-09 | 1.173e-09 | 8.6618e-10 | 6.3661e-10 | 4.6567e-10 | 3.3903e-10 | 2.4566e-10 | 1.7716e-10 | 1.2716e-10 | 1.5879 | 106 | 1.5879 | 26 | 0.8 | 0.81 | 67 | 68 | 0.60678 | 0.89322 | $FG$67 | $FG$68 | 2711 | 683.3357 | 661.327 | 0.70885 | 132.1932
81 | 34 | 1.6079 | 0.8 | 0 | 0.00054882 | 0.43132 |  | 2.2888e-11 | 1.045e-11 | 1.5003e-11 | 2.144e-11 | 3.0497e-11 | 4.318e-11 | 6.0854e-11 | 8.5366e-11 | 1.192e-10 | 1.6567e-10 | 2.2919e-10 | 3.1559e-10 | 4.3257e-10 | 5.9016e-10 | 8.0144e-10 | 1.0833e-09 | 1.4576e-09 | 1.952e-09 | 2.6022e-09 | 3.4528e-09 | 4.5602e-09 | 5.995e-09 | 7.8447e-09 | 1.0218e-08 | 1.3247e-08 | 1.7095e-08 | 2.1959e-08 | 2.8076e-08 | 3.573e-08 | 4.5262e-08 | 5.7071e-08 | 7.1628e-08 | 8.9482e-08 | 1.1127e-07 | 1.3772e-07 | 1.6968e-07 | 2.0807e-07 | 2.5398e-07 | 3.0859e-07 | 3.732e-07 | 4.4924e-07 | 5.3829e-07 | 6.42e-07 | 7.6214e-07 | 9.0059e-07 | 1.0593e-06 | 1.2401e-06 | 1.4452e-06 | 1.6763e-06 | 1.9354e-06 | 2.2243e-06 | 2.5444e-06 | 2.8971e-06 | 3.2835e-06 | 3.7041e-06 | 4.1594e-06 | 4.6489e-06 | 5.1721e-06 | 5.7275e-06 | 6.3133e-06 | 6.9267e-06 | 7.5646e-06 | 8.223e-06 | 8.8974e-06 | 9.5825e-06 | 1.0273e-05 | 1.0962e-05 | 1.1643e-05 | 1.2309e-05 | 1.2953e-05 | 1.3568e-05 | 1.4146e-05 | 1.468e-05 | 1.5165e-05 | 1.5592e-05 | 1.5958e-05 | 1.6257e-05 | 1.6484e-05 | 1.6638e-05 | 1.6715e-05 | 1.6715e-05 | 1.6638e-05 | 1.6484e-05 | 1.6257e-05 | 1.5958e-05 | 1.5592e-05 | 1.5165e-05 | 1.468e-05 | 1.4146e-05 | 1.3568e-05 | 1.2953e-05 | 1.2309e-05 | 1.1643e-05 | 1.0962e-05 | 1.0273e-05 | 9.5825e-06 | 8.8974e-06 | 8.223e-06 | 7.5646e-06 | 6.9267e-06 | 6.3133e-06 | 5.7275e-06 | 5.1721e-06 | 4.6489e-06 | 4.1594e-06 | 3.7041e-06 | 3.2835e-06 | 2.8971e-06 | 2.5444e-06 | 2.2243e-06 | 1.9354e-06 | 1.6763e-06 | 1.4452e-06 | 1.2401e-06 | 1.0593e-06 | 9.0059e-07 | 7.6214e-07 | 6.42e-07 | 5.3829e-07 | 4.4924e-07 | 3.732e-07 | 3.0859e-07 | 2.5398e-07 | 2.0807e-07 | 1.6968e-07 | 1.3772e-07 | 1.1127e-07 | 8.9482e-08 | 7.1628e-08 | 5.7071e-08 | 4.5262e-08 | 3.573e-08 | 2.8076e-08 | 2.1959e-08 | 1.7095e-08 | 1.3247e-08 | 1.0218e-08 | 7.8447e-09 | 5.995e-09 | 4.5602e-09 | 3.4528e-09 | 2.6022e-09 | 1.952e-09 | 1.4576e-09 | 1.0833e-09 | 8.0144e-10 | 5.9016e-10 | 4.3257e-10 | 3.1559e-10 | 2.2919e-10 | 1.6079 | 107 | 1.6079 | 34 | 0.81 | 0.82 | 68 | 68 | 0.10678 | 0.39322 | $FG$68 | $FG$68 | 1336 | 668 | 663.0726 | 0.036346 | 131.4844
82 | 20 | 1.6279 | 0.81 | 0 | 0.00055817 | 0.43056 |  | 2.1985e-11 | 9.9322e-12 | 1.4216e-11 | 2.0254e-11 | 2.8727e-11 | 4.056e-11 | 5.7008e-11 | 7.9762e-11 | 1.1109e-10 | 1.5403e-10 | 2.126e-10 | 2.9211e-10 | 3.9953e-10 | 5.4398e-10 | 7.3731e-10 | 9.9482e-10 | 1.3362e-09 | 1.7866e-09 | 2.378e-09 | 3.1507e-09 | 4.1558e-09 | 5.4566e-09 | 7.1321e-09 | 9.2799e-09 | 1.202e-08 | 1.5498e-08 | 1.9893e-08 | 2.5418e-08 | 3.233e-08 | 4.0936e-08 | 5.1598e-08 | 6.4742e-08 | 8.0867e-08 | 1.0055e-07 | 1.2446e-07 | 1.5336e-07 | 1.8811e-07 | 2.2969e-07 | 2.7918e-07 | 3.3782e-07 | 4.0691e-07 | 4.8791e-07 | 5.8239e-07 | 6.9202e-07 | 8.1856e-07 | 9.6385e-07 | 1.1298e-06 | 1.3183e-06 | 1.5313e-06 | 1.7707e-06 | 2.0382e-06 | 2.3355e-06 | 2.6641e-06 | 3.0251e-06 | 3.4195e-06 | 3.8477e-06 | 4.3101e-06 | 4.8061e-06 | 5.3349e-06 | 5.8951e-06 | 6.4846e-06 | 7.1008e-06 | 7.7403e-06 | 8.3993e-06 | 9.073e-06 | 9.7564e-06 | 1.0444e-05 | 1.1129e-05 | 1.1805e-05 | 1.2466e-05 | 1.3104e-05 | 1.3713e-05 | 1.4284e-05 | 1.4813e-05 | 1.5291e-05 | 1.5713e-05 | 1.6074e-05 | 1.6368e-05 | 1.6592e-05 | 1.6744e-05 | 1.682e-05 | 1.682e-05 | 1.6744e-05 | 1.6592e-05 | 1.6368e-05 | 1.6074e-05 | 1.5713e-05 | 1.5291e-05 | 1.4813e-05 | 1.4284e-05 | 1.3713e-05 | 1.3104e-05 | 1.2466e-05 | 1.1805e-05 | 1.1129e-05 | 1.0444e-05 | 9.7564e-06 | 9.073e-06 | 8.3993e-06 | 7.7403e-06 | 7.1008e-06 | 6.4846e-06 | 5.8951e-06 | 5.3349e-06 | 4.8061e-06 | 4.3101e-06 | 3.8477e-06 | 3.4195e-06 | 3.0251e-06 | 2.6641e-06 | 2.3355e-06 | 2.0382e-06 | 1.7707e-06 | 1.5313e-06 | 1.3183e-06 | 1.1298e-06 | 9.6385e-07 | 8.1856e-07 | 6.9202e-07 | 5.8239e-07 | 4.8791e-07 | 4.0691e-07 | 3.3782e-07 | 2.7918e-07 | 2.2969e-07 | 1.8811e-07 | 1.5336e-07 | 1.2446e-07 | 1.0055e-07 | 8.0867e-08 | 6.4742e-08 | 5.1598e-08 | 4.0936e-08 | 3.233e-08 | 2.5418e-08 | 1.9893e-08 | 1.5498e-08 | 1.202e-08 | 9.2799e-09 | 7.1321e-09 | 5.4566e-09 | 4.1558e-09 | 3.1507e-09 | 2.378e-09 | 1.7866e-09 | 1.3362e-09 | 9.9482e-10 | 7.3731e-10 | 5.4398e-10 | 3.9953e-10 | 1.6279 | 108 | 1.6279 | 20 | 0.82 | 0.83 | 68 | 69 | 0.60678 | 0.89322 | $FG$68 | $FG$69 | 2729 | 674.0862 | 664.3057 | 0.14191 | 131.448
83 | 25 | 1.6479 | 0.82 | 0 | 0.0005672 | 0.42983 |  | 2.1135e-11 | 9.4484e-12 | 1.3482e-11 | 1.9152e-11 | 2.7086e-11 | 3.8137e-11 | 5.3458e-11 | 7.4603e-11 | 1.0365e-10 | 1.4337e-10 | 1.9743e-10 | 2.7066e-10 | 3.6942e-10 | 5.0197e-10 | 6.7907e-10 | 9.1457e-10 | 1.2263e-09 | 1.6369e-09 | 2.1754e-09 | 2.8782e-09 | 3.7912e-09 | 4.9717e-09 | 6.4908e-09 | 8.4365e-09 | 1.0917e-08 | 1.4064e-08 | 1.8037e-08 | 2.3031e-08 | 2.9277e-08 | 3.7052e-08 | 4.6684e-08 | 5.8559e-08 | 7.3129e-08 | 9.0919e-08 | 1.1254e-07 | 1.3867e-07 | 1.7012e-07 | 2.0778e-07 | 2.5266e-07 | 3.0585e-07 | 3.6861e-07 | 4.4228e-07 | 5.2831e-07 | 6.2828e-07 | 7.4386e-07 | 8.7679e-07 | 1.0289e-06 | 1.202e-06 | 1.3981e-06 | 1.6189e-06 | 1.8663e-06 | 2.1419e-06 | 2.4474e-06 | 2.784e-06 | 3.1529e-06 | 3.5548e-06 | 3.9902e-06 | 4.459e-06 | 4.9608e-06 | 5.4947e-06 | 6.059e-06 | 6.6516e-06 | 7.2698e-06 | 7.9103e-06 | 8.569e-06 | 9.2414e-06 | 9.9224e-06 | 1.0606e-05 | 1.1287e-05 | 1.1958e-05 | 1.2613e-05 | 1.3245e-05 | 1.3847e-05 | 1.4412e-05 | 1.4934e-05 | 1.5406e-05 | 1.5822e-05 | 1.6177e-05 | 1.6467e-05 | 1.6688e-05 | 1.6837e-05 | 1.6912e-05 | 1.6912e-05 | 1.6837e-05 | 1.6688e-05 | 1.6467e-05 | 1.6177e-05 | 1.5822e-05 | 1.5406e-05 | 1.4934e-05 | 1.4412e-05 | 1.3847e-05 | 1.3245e-05 | 1.2613e-05 | 1.1958e-05 | 1.1287e-05 | 1.0606e-05 | 9.9224e-06 | 9.2414e-06 | 8.569e-06 | 7.9103e-06 | 7.2698e-06 | 6.6516e-06 | 6.059e-06 | 5.4947e-06 | 4.9608e-06 | 4.459e-06 | 3.9902e-06 | 3.5548e-06 | 3.1529e-06 | 2.784e-06 | 2.4474e-06 | 2.1419e-06 | 1.8663e-06 | 1.6189e-06 | 1.3981e-06 | 1.202e-06 | 1.0289e-06 | 8.7679e-07 | 7.4386e-07 | 6.2828e-07 | 5.2831e-07 | 4.4228e-07 | 3.6861e-07 | 3.0585e-07 | 2.5266e-07 | 2.0778e-07 | 1.7012e-07 | 1.3867e-07 | 1.1254e-07 | 9.0919e-08 | 7.3129e-08 | 5.8559e-08 | 4.6684e-08 | 3.7052e-08 | 2.9277e-08 | 2.3031e-08 | 1.8037e-08 | 1.4064e-08 | 1.0917e-08 | 8.4365e-09 | 6.4908e-09 | 4.9717e-09 | 3.7912e-09 | 2.8782e-09 | 2.1754e-09 | 1.6369e-09 | 1.2263e-09 | 9.1457e-10 | 6.7907e-10 | 1.6479 | 109 | 1.6479 | 25 | 0.83 | 0.84 | 69 | 69 | 0.10678 | 0.39322 | $FG$69 | $FG$69 | 1393 | 696.5 | 664.9797 | 1.4265 | 131.3061
84 | 27 | 1.6679 | 0.83 | 0 | 0.00058357 | 0.42913 |  | 2.0604e-11 | 9.1155e-12 | 1.2968e-11 | 1.8367e-11 | 2.5903e-11 | 3.6371e-11 | 5.0848e-11 | 7.0779e-11 | 9.8095e-11 | 1.3536e-10 | 1.8598e-10 | 2.5441e-10 | 3.465e-10 | 4.6989e-10 | 6.3445e-10 | 8.5292e-10 | 1.1416e-09 | 1.5215e-09 | 2.0188e-09 | 2.6672e-09 | 3.5084e-09 | 4.595e-09 | 5.9919e-09 | 7.7796e-09 | 1.0057e-08 | 1.2944e-08 | 1.6588e-08 | 2.1166e-08 | 2.6889e-08 | 3.4011e-08 | 4.2834e-08 | 5.3711e-08 | 6.7057e-08 | 8.3356e-08 | 1.0317e-07 | 1.2713e-07 | 1.5598e-07 | 1.9055e-07 | 2.3177e-07 | 2.8068e-07 | 3.3843e-07 | 4.063e-07 | 4.8566e-07 | 5.78e-07 | 6.849e-07 | 8.0806e-07 | 9.4923e-07 | 1.1102e-06 | 1.2929e-06 | 1.499e-06 | 1.7305e-06 | 1.9891e-06 | 2.2763e-06 | 2.5938e-06 | 2.9426e-06 | 3.3239e-06 | 3.7383e-06 | 4.1861e-06 | 4.6672e-06 | 5.181e-06 | 5.7264e-06 | 6.3017e-06 | 6.9047e-06 | 7.5326e-06 | 8.1819e-06 | 8.8485e-06 | 9.5279e-06 | 1.0215e-05 | 1.0904e-05 | 1.1589e-05 | 1.2263e-05 | 1.2921e-05 | 1.3554e-05 | 1.4157e-05 | 1.4723e-05 | 1.5244e-05 | 1.5716e-05 | 1.6131e-05 | 1.6486e-05 | 1.6776e-05 | 1.6996e-05 | 1.7145e-05 | 1.7219e-05 | 1.7219e-05 | 1.7145e-05 | 1.6996e-05 | 1.6776e-05 | 1.6486e-05 | 1.6131e-05 | 1.5716e-05 | 1.5244e-05 | 1.4723e-05 | 1.4157e-05 | 1.3554e-05 | 1.2921e-05 | 1.2263e-05 | 1.1589e-05 | 1.0904e-05 | 1.0215e-05 | 9.5279e-06 | 8.8485e-06 | 8.1819e-06 | 7.5326e-06 | 6.9047e-06 | 6.3017e-06 | 5.7264e-06 | 5.181e-06 | 4.6672e-06 | 4.1861e-06 | 3.7383e-06 | 3.3239e-06 | 2.9426e-06 | 2.5938e-06 | 2.2763e-06 | 1.9891e-06 | 1.7305e-06 | 1.499e-06 | 1.2929e-06 | 1.1102e-06 | 9.4923e-07 | 8.0806e-07 | 6.849e-07 | 5.78e-07 | 4.8566e-07 | 4.063e-07 | 3.3843e-07 | 2.8068e-07 | 2.3177e-07 | 1.9055e-07 | 1.5598e-07 | 1.2713e-07 | 1.0317e-07 | 8.3356e-08 | 6.7057e-08 | 5.3711e-08 | 4.2834e-08 | 3.4011e-08 | 2.6889e-08 | 2.1166e-08 | 1.6588e-08 | 1.2944e-08 | 1.0057e-08 | 7.7796e-09 | 5.9919e-09 | 4.595e-09 | 3.5084e-09 | 2.6672e-09 | 2.0188e-09 | 1.5215e-09 | 1.1416e-09 | 1.6679 | 110 | 1.6679 | 27 | 0.84 | 0.85 | 69 | 70 | 0.60678 | 0.89322 | $FG$69 | $FG$70 | 2749 | 692.5493 | 665.0502 | 1.0919 | 129.8796
85 | 20 | 1.6879 | 0.84 | 0 | 0.00059412 | 0.42845 |  | 1.9906e-11 | 8.7158e-12 | 1.2362e-11 | 1.7459e-11 | 2.4553e-11 | 3.4382e-11 | 4.7941e-11 | 6.6564e-11 | 9.2027e-11 | 1.2669e-10 | 1.7367e-10 | 2.3705e-10 | 3.2219e-10 | 4.3605e-10 | 5.8763e-10 | 7.8854e-10 | 1.0536e-09 | 1.4019e-09 | 1.8573e-09 | 2.4501e-09 | 3.2185e-09 | 4.2099e-09 | 5.4832e-09 | 7.1112e-09 | 9.1834e-09 | 1.1809e-08 | 1.5121e-08 | 1.9279e-08 | 2.4476e-08 | 3.0942e-08 | 3.8949e-08 | 4.882e-08 | 6.0933e-08 | 7.5728e-08 | 9.3714e-08 | 1.1548e-07 | 1.4169e-07 | 1.7312e-07 | 2.1062e-07 | 2.5515e-07 | 3.0778e-07 | 3.6968e-07 | 4.4215e-07 | 5.2658e-07 | 6.2446e-07 | 7.3738e-07 | 8.6702e-07 | 1.0151e-06 | 1.1835e-06 | 1.3739e-06 | 1.5881e-06 | 1.8279e-06 | 2.095e-06 | 2.391e-06 | 2.7171e-06 | 3.0745e-06 | 3.4642e-06 | 3.8867e-06 | 4.3422e-06 | 4.8304e-06 | 5.3507e-06 | 5.9018e-06 | 6.482e-06 | 7.0889e-06 | 7.7197e-06 | 8.3708e-06 | 9.0383e-06 | 9.7175e-06 | 1.0403e-05 | 1.109e-05 | 1.1772e-05 | 1.2443e-05 | 1.3096e-05 | 1.3724e-05 | 1.4322e-05 | 1.4882e-05 | 1.5398e-05 | 1.5864e-05 | 1.6275e-05 | 1.6626e-05 | 1.6912e-05 | 1.7129e-05 | 1.7276e-05 | 1.735e-05 | 1.735e-05 | 1.7276e-05 | 1.7129e-05 | 1.6912e-05 | 1.6626e-05 | 1.6275e-05 | 1.5864e-05 | 1.5398e-05 | 1.4882e-05 | 1.4322e-05 | 1.3724e-05 | 1.3096e-05 | 1.2443e-05 | 1.1772e-05 | 1.109e-05 | 1.0403e-05 | 9.7175e-06 | 9.0383e-06 | 8.3708e-06 | 7.7197e-06 | 7.0889e-06 | 6.482e-06 | 5.9018e-06 | 5.3507e-06 | 4.8304e-06 | 4.3422e-06 | 3.8867e-06 | 3.4642e-06 | 3.0745e-06 | 2.7171e-06 | 2.391e-06 | 2.095e-06 | 1.8279e-06 | 1.5881e-06 | 1.3739e-06 | 1.1835e-06 | 1.0151e-06 | 8.6702e-07 | 7.3738e-07 | 6.2446e-07 | 5.2658e-07 | 4.4215e-07 | 3.6968e-07 | 3.0778e-07 | 2.5515e-07 | 2.1062e-07 | 1.7312e-07 | 1.4169e-07 | 1.1548e-07 | 9.3714e-08 | 7.5728e-08 | 6.0933e-08 | 4.882e-08 | 3.8949e-08 | 3.0942e-08 | 2.4476e-08 | 1.9279e-08 | 1.5121e-08 | 1.1809e-08 | 9.1834e-09 | 7.1112e-09 | 5.4832e-09 | 4.2099e-09 | 3.2185e-09 | 2.4501e-09 | 1.8573e-09 | 1.6879 | 111 | 1.6879 | 20 | 0.85 | 0.86 | 70 | 70 | 0.10678 | 0.39322 | $FG$70 | $FG$70 | 1356 | 678 | 664.4751 | 0.2698 | 128.7877
86 | 17 | 1.7079 | 0.85 | 0 | 0.00060674 | 0.42779 |  | 1.932e-11 | 8.3725e-12 | 1.184e-11 | 1.6674e-11 | 2.3384e-11 | 3.2658e-11 | 4.5418e-11 | 6.2903e-11 | 8.6754e-11 | 1.1915e-10 | 1.6297e-10 | 2.2196e-10 | 3.0106e-10 | 4.0664e-10 | 5.4695e-10 | 7.3262e-10 | 9.7723e-10 | 1.2981e-09 | 1.7171e-09 | 2.2619e-09 | 2.9671e-09 | 3.8759e-09 | 5.0421e-09 | 6.5319e-09 | 8.4265e-09 | 1.0825e-08 | 1.3849e-08 | 1.7644e-08 | 2.2385e-08 | 2.8281e-08 | 3.5582e-08 | 4.4581e-08 | 5.5623e-08 | 6.911e-08 | 8.551e-08 | 1.0536e-07 | 1.2928e-07 | 1.5797e-07 | 1.9222e-07 | 2.3292e-07 | 2.8106e-07 | 3.3774e-07 | 4.0417e-07 | 4.8163e-07 | 5.7156e-07 | 6.7545e-07 | 7.949e-07 | 9.3157e-07 | 1.0872e-06 | 1.2635e-06 | 1.4623e-06 | 1.6854e-06 | 1.9344e-06 | 2.2109e-06 | 2.5164e-06 | 2.8522e-06 | 3.2193e-06 | 3.6185e-06 | 4.0503e-06 | 4.5148e-06 | 5.0115e-06 | 5.5397e-06 | 6.0981e-06 | 6.6847e-06 | 7.2973e-06 | 7.9328e-06 | 8.5878e-06 | 9.2581e-06 | 9.9391e-06 | 1.0626e-05 | 1.1312e-05 | 1.1993e-05 | 1.2662e-05 | 1.3313e-05 | 1.3939e-05 | 1.4533e-05 | 1.5089e-05 | 1.5602e-05 | 1.6065e-05 | 1.6472e-05 | 1.682e-05 | 1.7103e-05 | 1.7319e-05 | 1.7464e-05 | 1.7537e-05 | 1.7537e-05 | 1.7464e-05 | 1.7319e-05 | 1.7103e-05 | 1.682e-05 | 1.6472e-05 | 1.6065e-05 | 1.5602e-05 | 1.5089e-05 | 1.4533e-05 | 1.3939e-05 | 1.3313e-05 | 1.2662e-05 | 1.1993e-05 | 1.1312e-05 | 1.0626e-05 | 9.9391e-06 | 9.2581e-06 | 8.5878e-06 | 7.9328e-06 | 7.2973e-06 | 6.6847e-06 | 6.0981e-06 | 5.5397e-06 | 5.0115e-06 | 4.5148e-06 | 4.0503e-06 | 3.6185e-06 | 3.2193e-06 | 2.8522e-06 | 2.5164e-06 | 2.2109e-06 | 1.9344e-06 | 1.6854e-06 | 1.4623e-06 | 1.2635e-06 | 1.0872e-06 | 9.3157e-07 | 7.949e-07 | 6.7545e-07 | 5.7156e-07 | 4.8163e-07 | 4.0417e-07 | 3.3774e-07 | 2.8106e-07 | 2.3292e-07 | 1.9222e-07 | 1.5797e-07 | 1.2928e-07 | 1.0536e-07 | 8.551e-08 | 6.911e-08 | 5.5623e-08 | 4.4581e-08 | 3.5582e-08 | 2.8281e-08 | 2.2385e-08 | 1.7644e-08 | 1.3849e-08 | 1.0825e-08 | 8.4265e-09 | 6.5319e-09 | 5.0421e-09 | 3.8759e-09 | 2.9671e-09 | 1.7079 | 112 | 1.7079 | 17 | 0.86 | 0.87 | 70 | 71 | 0.60678 | 0.89322 | $FG$70 | $FG$71 | 2746 | 681.6304 | 663.2154 | 0.4975 | 128.5179
87 | 14 | 1.7279 | 0.86 | 0 | 0.00062204 | 0.42716 |  | 1.8851e-11 | 8.0859e-12 | 1.1402e-11 | 1.6011e-11 | 2.2393e-11 | 3.119e-11 | 4.3267e-11 | 5.9773e-11 | 8.224e-11 | 1.1269e-10 | 1.5378e-10 | 2.0901e-10 | 2.829e-10 | 3.8135e-10 | 5.1197e-10 | 6.8452e-10 | 9.1149e-10 | 1.2088e-09 | 1.5964e-09 | 2.0998e-09 | 2.7507e-09 | 3.5886e-09 | 4.6626e-09 | 6.0334e-09 | 7.7752e-09 | 9.979e-09 | 1.2755e-08 | 1.6237e-08 | 2.0585e-08 | 2.5991e-08 | 3.2682e-08 | 4.0929e-08 | 5.1046e-08 | 6.3406e-08 | 7.8435e-08 | 9.6632e-08 | 1.1856e-07 | 1.4488e-07 | 1.7631e-07 | 2.1369e-07 | 2.5794e-07 | 3.1007e-07 | 3.7122e-07 | 4.4262e-07 | 5.2559e-07 | 6.2157e-07 | 7.3208e-07 | 8.5871e-07 | 1.0031e-06 | 1.1671e-06 | 1.3522e-06 | 1.5604e-06 | 1.7933e-06 | 2.0524e-06 | 2.3395e-06 | 2.6558e-06 | 3.0026e-06 | 3.3808e-06 | 3.7911e-06 | 4.2339e-06 | 4.709e-06 | 5.2161e-06 | 5.7542e-06 | 6.3219e-06 | 6.9173e-06 | 7.5378e-06 | 8.1804e-06 | 8.8416e-06 | 9.5173e-06 | 1.0203e-05 | 1.0893e-05 | 1.1582e-05 | 1.2265e-05 | 1.2935e-05 | 1.3586e-05 | 1.4211e-05 | 1.4804e-05 | 1.536e-05 | 1.5871e-05 | 1.6332e-05 | 1.6737e-05 | 1.7083e-05 | 1.7365e-05 | 1.758e-05 | 1.7724e-05 | 1.7797e-05 | 1.7797e-05 | 1.7724e-05 | 1.758e-05 | 1.7365e-05 | 1.7083e-05 | 1.6737e-05 | 1.6332e-05 | 1.5871e-05 | 1.536e-05 | 1.4804e-05 | 1.4211e-05 | 1.3586e-05 | 1.2935e-05 | 1.2265e-05 | 1.1582e-05 | 1.0893e-05 | 1.0203e-05 | 9.5173e-06 | 8.8416e-06 | 8.1804e-06 | 7.5378e-06 | 6.9173e-06 | 6.3219e-06 | 5.7542e-06 | 5.2161e-06 | 4.709e-06 | 4.2339e-06 | 3.7911e-06 | 3.3808e-06 | 3.0026e-06 | 2.6558e-06 | 2.3395e-06 | 2.0524e-06 | 1.7933e-06 | 1.5604e-06 | 1.3522e-06 | 1.1671e-06 | 1.0031e-06 | 8.5871e-07 | 7.3208e-07 | 6.2157e-07 | 5.2559e-07 | 4.4262e-07 | 3.7122e-07 | 3.1007e-07 | 2.5794e-07 | 2.1369e-07 | 1.7631e-07 | 1.4488e-07 | 1.1856e-07 | 9.6632e-08 | 7.8435e-08 | 6.3406e-08 | 5.1046e-08 | 4.0929e-08 | 3.2682e-08 | 2.5991e-08 | 2.0585e-08 | 1.6237e-08 | 1.2755e-08 | 9.979e-09 | 7.7752e-09 | 6.0334e-09 | 4.6626e-09 | 1.7279 | 113 | 1.7279 | 14 | 0.87 | 0.88 | 71 | 71 | 0.10678 | 0.39322 | $FG$71 | $FG$71 | 1390 | 695 | 661.2352 | 1.6404 | 128.0204
88 | 11 | 1.7479 | 0.87 | 0 | 0.00063558 | 0.42654 |  | 1.8357e-11 | 7.7941e-12 | 1.0959e-11 | 1.5346e-11 | 2.1405e-11 | 2.9736e-11 | 4.1144e-11 | 5.67e-11 | 7.7827e-11 | 1.064e-10 | 1.4487e-10 | 1.9648e-10 | 2.6539e-10 | 3.5705e-10 | 4.7844e-10 | 6.3853e-10 | 8.4878e-10 | 1.1237e-09 | 1.4818e-09 | 1.9462e-09 | 2.5459e-09 | 3.317e-09 | 4.3045e-09 | 5.5635e-09 | 7.162e-09 | 9.1828e-09 | 1.1727e-08 | 1.4916e-08 | 1.8896e-08 | 2.3842e-08 | 2.9963e-08 | 3.7505e-08 | 4.6757e-08 | 5.8058e-08 | 7.1802e-08 | 8.8444e-08 | 1.0851e-07 | 1.3259e-07 | 1.6137e-07 | 1.9561e-07 | 2.3617e-07 | 2.84e-07 | 3.4014e-07 | 4.0576e-07 | 4.821e-07 | 5.705e-07 | 6.7242e-07 | 7.8937e-07 | 9.2296e-07 | 1.0748e-06 | 1.2467e-06 | 1.4403e-06 | 1.6572e-06 | 1.8992e-06 | 2.1678e-06 | 2.4646e-06 | 2.7907e-06 | 3.1473e-06 | 3.5354e-06 | 3.9553e-06 | 4.4075e-06 | 4.8917e-06 | 5.4074e-06 | 5.9535e-06 | 6.5285e-06 | 7.1305e-06 | 7.7568e-06 | 8.4043e-06 | 9.0694e-06 | 9.7481e-06 | 1.0436e-05 | 1.1127e-05 | 1.1817e-05 | 1.2499e-05 | 1.3167e-05 | 1.3816e-05 | 1.4439e-05 | 1.503e-05 | 1.5582e-05 | 1.609e-05 | 1.6548e-05 | 1.6951e-05 | 1.7294e-05 | 1.7573e-05 | 1.7786e-05 | 1.7929e-05 | 1.8001e-05 | 1.8001e-05 | 1.7929e-05 | 1.7786e-05 | 1.7573e-05 | 1.7294e-05 | 1.6951e-05 | 1.6548e-05 | 1.609e-05 | 1.5582e-05 | 1.503e-05 | 1.4439e-05 | 1.3816e-05 | 1.3167e-05 | 1.2499e-05 | 1.1817e-05 | 1.1127e-05 | 1.0436e-05 | 9.7481e-06 | 9.0694e-06 | 8.4043e-06 | 7.7568e-06 | 7.1305e-06 | 6.5285e-06 | 5.9535e-06 | 5.4074e-06 | 4.8917e-06 | 4.4075e-06 | 3.9553e-06 | 3.5354e-06 | 3.1473e-06 | 2.7907e-06 | 2.4646e-06 | 2.1678e-06 | 1.8992e-06 | 1.6572e-06 | 1.4403e-06 | 1.2467e-06 | 1.0748e-06 | 9.2296e-07 | 7.8937e-07 | 6.7242e-07 | 5.705e-07 | 4.821e-07 | 4.0576e-07 | 3.4014e-07 | 2.84e-07 | 2.3617e-07 | 1.9561e-07 | 1.6137e-07 | 1.3259e-07 | 1.0851e-07 | 8.8444e-08 | 7.1802e-08 | 5.8058e-08 | 4.6757e-08 | 3.7505e-08 | 2.9963e-08 | 2.3842e-08 | 1.8896e-08 | 1.4916e-08 | 1.1727e-08 | 9.1828e-09 | 7.162e-09 | 1.7479 | 114 | 1.7479 | 11 | 0.88 | 0.89 | 71 | 72 | 0.60678 | 0.89322 | $FG$71 | $FG$72 | 2816 | 698.8439 | 658.5028 | 2.3287 | 126.3801
89 | 9 | 1.7679 | 0.88 | 0 | 0.00065255 | 0.42595 |  | 1.7986e-11 | 7.5596e-12 | 1.0599e-11 | 1.4802e-11 | 2.059e-11 | 2.8529e-11 | 3.9375e-11 | 5.413e-11 | 7.4124e-11 | 1.011e-10 | 1.3736e-10 | 1.859e-10 | 2.5059e-10 | 3.3647e-10 | 4.5001e-10 | 5.9951e-10 | 7.9554e-10 | 1.0515e-09 | 1.3844e-09 | 1.8156e-09 | 2.3717e-09 | 3.086e-09 | 3.9997e-09 | 5.1635e-09 | 6.6398e-09 | 8.5048e-09 | 1.0851e-08 | 1.379e-08 | 1.7456e-08 | 2.201e-08 | 2.7644e-08 | 3.4584e-08 | 4.3096e-08 | 5.3492e-08 | 6.6136e-08 | 8.1448e-08 | 9.9912e-08 | 1.2208e-07 | 1.4858e-07 | 1.8013e-07 | 2.1752e-07 | 2.6164e-07 | 3.1347e-07 | 3.741e-07 | 4.4471e-07 | 5.2657e-07 | 6.2105e-07 | 7.2961e-07 | 8.5379e-07 | 9.9518e-07 | 1.1554e-06 | 1.3362e-06 | 1.5393e-06 | 1.7662e-06 | 2.0187e-06 | 2.2982e-06 | 2.6061e-06 | 2.9437e-06 | 3.3119e-06 | 3.7117e-06 | 4.1433e-06 | 4.6071e-06 | 5.1026e-06 | 5.6293e-06 | 6.186e-06 | 6.7711e-06 | 7.3824e-06 | 8.0175e-06 | 8.6729e-06 | 9.3452e-06 | 1.003e-05 | 1.0723e-05 | 1.1419e-05 | 1.2112e-05 | 1.2797e-05 | 1.3468e-05 | 1.4118e-05 | 1.4741e-05 | 1.5332e-05 | 1.5884e-05 | 1.6391e-05 | 1.6848e-05 | 1.725e-05 | 1.7593e-05 | 1.7871e-05 | 1.8083e-05 | 1.8226e-05 | 1.8298e-05 | 1.8298e-05 | 1.8226e-05 | 1.8083e-05 | 1.7871e-05 | 1.7593e-05 | 1.725e-05 | 1.6848e-05 | 1.6391e-05 | 1.5884e-05 | 1.5332e-05 | 1.4741e-05 | 1.4118e-05 | 1.3468e-05 | 1.2797e-05 | 1.2112e-05 | 1.1419e-05 | 1.0723e-05 | 1.003e-05 | 9.3452e-06 | 8.6729e-06 | 8.0175e-06 | 7.3824e-06 | 6.7711e-06 | 6.186e-06 | 5.6293e-06 | 5.1026e-06 | 4.6071e-06 | 4.1433e-06 | 3.7117e-06 | 3.3119e-06 | 2.9437e-06 | 2.6061e-06 | 2.2982e-06 | 2.0187e-06 | 1.7662e-06 | 1.5393e-06 | 1.3362e-06 | 1.1554e-06 | 9.9518e-07 | 8.5379e-07 | 7.2961e-07 | 6.2105e-07 | 5.2657e-07 | 4.4471e-07 | 3.741e-07 | 3.1347e-07 | 2.6164e-07 | 2.1752e-07 | 1.8013e-07 | 1.4858e-07 | 1.2208e-07 | 9.9912e-08 | 8.1448e-08 | 6.6136e-08 | 5.3492e-08 | 4.3096e-08 | 3.4584e-08 | 2.7644e-08 | 2.201e-08 | 1.7456e-08 | 1.379e-08 | 1.0851e-08 | 1.7679 | 115 | 1.7679 | 9 | 0.89 | 0.9 | 72 | 72 | 0.10678 | 0.39322 | $FG$72 | $FG$72 | 1426 | 713 | 654.9904 | 4.7196 | 124.0513
90 | 9 | 1.7879 | 0.89 | 0 | 0.00067903 | 0.42537 |  | 1.7883e-11 | 7.4412e-12 | 1.0404e-11 | 1.4489e-11 | 2.0102e-11 | 2.7782e-11 | 3.8248e-11 | 5.2455e-11 | 7.1662e-11 | 9.7525e-11 | 1.3221e-10 | 1.7855e-10 | 2.402e-10 | 3.2189e-10 | 4.297e-10 | 5.7143e-10 | 7.5697e-10 | 9.9891e-10 | 1.3131e-09 | 1.7195e-09 | 2.243e-09 | 2.9146e-09 | 3.7728e-09 | 4.8649e-09 | 6.2489e-09 | 7.9959e-09 | 1.0192e-08 | 1.2941e-08 | 1.6369e-08 | 2.0625e-08 | 2.5888e-08 | 3.2368e-08 | 4.0315e-08 | 5.0021e-08 | 6.1824e-08 | 7.6119e-08 | 9.3359e-08 | 1.1406e-07 | 1.3882e-07 | 1.6831e-07 | 2.0327e-07 | 2.4455e-07 | 2.9308e-07 | 3.499e-07 | 4.1612e-07 | 4.9298e-07 | 5.8179e-07 | 6.8395e-07 | 8.0096e-07 | 9.3438e-07 | 1.0858e-06 | 1.257e-06 | 1.4495e-06 | 1.6652e-06 | 1.9055e-06 | 2.1721e-06 | 2.4665e-06 | 2.7901e-06 | 3.1439e-06 | 3.5291e-06 | 3.9462e-06 | 4.3956e-06 | 4.8773e-06 | 5.3911e-06 | 5.936e-06 | 6.511e-06 | 7.1141e-06 | 7.7433e-06 | 8.3957e-06 | 9.068e-06 | 9.7565e-06 | 1.0457e-05 | 1.1165e-05 | 1.1874e-05 | 1.2581e-05 | 1.3278e-05 | 1.396e-05 | 1.462e-05 | 1.5253e-05 | 1.5852e-05 | 1.6411e-05 | 1.6924e-05 | 1.7387e-05 | 1.7794e-05 | 1.814e-05 | 1.8421e-05 | 1.8635e-05 | 1.8779e-05 | 1.8852e-05 | 1.8852e-05 | 1.8779e-05 | 1.8635e-05 | 1.8421e-05 | 1.814e-05 | 1.7794e-05 | 1.7387e-05 | 1.6924e-05 | 1.6411e-05 | 1.5852e-05 | 1.5253e-05 | 1.462e-05 | 1.396e-05 | 1.3278e-05 | 1.2581e-05 | 1.1874e-05 | 1.1165e-05 | 1.0457e-05 | 9.7565e-06 | 9.068e-06 | 8.3957e-06 | 7.7433e-06 | 7.1141e-06 | 6.511e-06 | 5.936e-06 | 5.3911e-06 | 4.8773e-06 | 4.3956e-06 | 3.9462e-06 | 3.5291e-06 | 3.1439e-06 | 2.7901e-06 | 2.4665e-06 | 2.1721e-06 | 1.9055e-06 | 1.6652e-06 | 1.4495e-06 | 1.257e-06 | 1.0858e-06 | 9.3438e-07 | 8.0096e-07 | 6.8395e-07 | 5.8179e-07 | 4.9298e-07 | 4.1612e-07 | 3.499e-07 | 2.9308e-07 | 2.4455e-07 | 2.0327e-07 | 1.6831e-07 | 1.3882e-07 | 1.1406e-07 | 9.3359e-08 | 7.6119e-08 | 6.1824e-08 | 5.0021e-08 | 4.0315e-08 | 3.2368e-08 | 2.5888e-08 | 2.0625e-08 | 1.6369e-08 | 1.7879 | 116 | 1.7879 | 9 | 0.9 | 0.91 | 72 | 73 | 0.60678 | 0.89322 | $FG$72 | $FG$73 | 2735 | 700.5072 | 650.6753 | 3.5449 | 119.3317
91 | 7 | 1.8079 | 0.9 | 0 | 0.00069409 | 0.42482 |  | 1.7488e-11 | 7.2045e-12 | 1.0045e-11 | 1.3952e-11 | 1.9306e-11 | 2.6614e-11 | 3.655e-11 | 5.0006e-11 | 6.8158e-11 | 9.255e-11 | 1.252e-10 | 1.6872e-10 | 2.2652e-10 | 3.0297e-10 | 4.0369e-10 | 5.3588e-10 | 7.0866e-10 | 9.3363e-10 | 1.2254e-09 | 1.6022e-09 | 2.0871e-09 | 2.7084e-09 | 3.5014e-09 | 4.5096e-09 | 5.7861e-09 | 7.3961e-09 | 9.4183e-09 | 1.1948e-08 | 1.5101e-08 | 1.9013e-08 | 2.3848e-08 | 2.9801e-08 | 3.7099e-08 | 4.601e-08 | 5.6847e-08 | 6.9971e-08 | 8.58e-08 | 1.0481e-07 | 1.2756e-07 | 1.5465e-07 | 1.868e-07 | 2.2477e-07 | 2.6944e-07 | 3.2178e-07 | 3.8283e-07 | 4.5374e-07 | 5.3577e-07 | 6.3024e-07 | 7.3858e-07 | 8.6227e-07 | 1.0029e-06 | 1.162e-06 | 1.3414e-06 | 1.5425e-06 | 1.7672e-06 | 2.0169e-06 | 2.2933e-06 | 2.5976e-06 | 2.9313e-06 | 3.2954e-06 | 3.6908e-06 | 4.118e-06 | 4.5773e-06 | 5.0687e-06 | 5.5916e-06 | 6.1453e-06 | 6.7284e-06 | 7.3389e-06 | 7.9748e-06 | 8.633e-06 | 9.3103e-06 | 1.0003e-05 | 1.0707e-05 | 1.1417e-05 | 1.2128e-05 | 1.2835e-05 | 1.3531e-05 | 1.4212e-05 | 1.4871e-05 | 1.5502e-05 | 1.6099e-05 | 1.6655e-05 | 1.7166e-05 | 1.7626e-05 | 1.803e-05 | 1.8374e-05 | 1.8654e-05 | 1.8866e-05 | 1.9009e-05 | 1.9081e-05 | 1.9081e-05 | 1.9009e-05 | 1.8866e-05 | 1.8654e-05 | 1.8374e-05 | 1.803e-05 | 1.7626e-05 | 1.7166e-05 | 1.6655e-05 | 1.6099e-05 | 1.5502e-05 | 1.4871e-05 | 1.4212e-05 | 1.3531e-05 | 1.2835e-05 | 1.2128e-05 | 1.1417e-05 | 1.0707e-05 | 1.0003e-05 | 9.3103e-06 | 8.633e-06 | 7.9748e-06 | 7.3389e-06 | 6.7284e-06 | 6.1453e-06 | 5.5916e-06 | 5.0687e-06 | 4.5773e-06 | 4.118e-06 | 3.6908e-06 | 3.2954e-06 | 2.9313e-06 | 2.5976e-06 | 2.2933e-06 | 2.0169e-06 | 1.7672e-06 | 1.5425e-06 | 1.3414e-06 | 1.162e-06 | 1.0029e-06 | 8.6227e-07 | 7.3858e-07 | 6.3024e-07 | 5.3577e-07 | 4.5374e-07 | 3.8283e-07 | 3.2178e-07 | 2.6944e-07 | 2.2477e-07 | 1.868e-07 | 1.5465e-07 | 1.2756e-07 | 1.0481e-07 | 8.58e-08 | 6.9971e-08 | 5.6847e-08 | 4.601e-08 | 3.7099e-08 | 2.9801e-08 | 2.3848e-08 | 1.8079 | 117 | 1.8079 | 7 | 0.91 | 0.92 | 73 | 73 | 0.10678 | 0.39322 | $FG$73 | $FG$73 | 1309 | 654.5 | 645.5396 | 0.12267 | 115.7868
92 | 5 | 1.8279 | 0.91 | 0 | 0.00070731 | 0.42428 |  | 1.707e-11 | 6.9627e-12 | 9.6811e-12 | 1.3411e-11 | 1.851e-11 | 2.5452e-11 | 3.4869e-11 | 4.7594e-11 | 6.4722e-11 | 8.7689e-11 | 1.1837e-10 | 1.5919e-10 | 2.1329e-10 | 2.8473e-10 | 3.7868e-10 | 5.0178e-10 | 6.6245e-10 | 8.7131e-10 | 1.1418e-09 | 1.4907e-09 | 1.9391e-09 | 2.513e-09 | 3.2447e-09 | 4.1739e-09 | 5.3494e-09 | 6.8307e-09 | 8.6898e-09 | 1.1014e-08 | 1.3909e-08 | 1.7499e-08 | 2.1934e-08 | 2.7392e-08 | 3.4082e-08 | 4.2249e-08 | 5.2179e-08 | 6.4205e-08 | 7.871e-08 | 9.6136e-08 | 1.1699e-07 | 1.4183e-07 | 1.7132e-07 | 2.0617e-07 | 2.4719e-07 | 2.9528e-07 | 3.5143e-07 | 4.167e-07 | 4.9227e-07 | 5.794e-07 | 6.7942e-07 | 7.9377e-07 | 9.2393e-07 | 1.0715e-06 | 1.238e-06 | 1.425e-06 | 1.6343e-06 | 1.8674e-06 | 2.1259e-06 | 2.4111e-06 | 2.7246e-06 | 3.0674e-06 | 3.4406e-06 | 3.8449e-06 | 4.2809e-06 | 4.7486e-06 | 5.248e-06 | 5.7785e-06 | 6.3391e-06 | 6.9283e-06 | 7.5443e-06 | 8.1848e-06 | 8.8467e-06 | 9.5269e-06 | 1.0221e-05 | 1.0926e-05 | 1.1636e-05 | 1.2346e-05 | 1.3052e-05 | 1.3746e-05 | 1.4424e-05 | 1.508e-05 | 1.5707e-05 | 1.63e-05 | 1.6852e-05 | 1.7359e-05 | 1.7815e-05 | 1.8215e-05 | 1.8555e-05 | 1.8832e-05 | 1.9043e-05 | 1.9184e-05 | 1.9255e-05 | 1.9255e-05 | 1.9184e-05 | 1.9043e-05 | 1.8832e-05 | 1.8555e-05 | 1.8215e-05 | 1.7815e-05 | 1.7359e-05 | 1.6852e-05 | 1.63e-05 | 1.5707e-05 | 1.508e-05 | 1.4424e-05 | 1.3746e-05 | 1.3052e-05 | 1.2346e-05 | 1.1636e-05 | 1.0926e-05 | 1.0221e-05 | 9.5269e-06 | 8.8467e-06 | 8.1848e-06 | 7.5443e-06 | 6.9283e-06 | 6.3391e-06 | 5.7785e-06 | 5.248e-06 | 4.7486e-06 | 4.2809e-06 | 3.8449e-06 | 3.4406e-06 | 3.0674e-06 | 2.7246e-06 | 2.4111e-06 | 2.1259e-06 | 1.8674e-06 | 1.6343e-06 | 1.425e-06 | 1.238e-06 | 1.0715e-06 | 9.2393e-07 | 7.9377e-07 | 6.7942e-07 | 5.794e-07 | 4.9227e-07 | 4.167e-07 | 3.5143e-07 | 2.9528e-07 | 2.4719e-07 | 2.0617e-07 | 1.7132e-07 | 1.4183e-07 | 1.1699e-07 | 9.6136e-08 | 7.871e-08 | 6.4205e-08 | 5.2179e-08 | 4.2249e-08 | 3.4082e-08 | 1.8279 | 118 | 1.8279 | 5 | 0.92 | 0.93 | 73 | 74 | 0.60678 | 0.89322 | $FG$73 | $FG$74 | 2662 | 659.1981 | 639.5708 | 0.58439 | 115.6641
93 | 9 | 1.8479 | 0.92 | 0 | 0.00074729 | 0.42376 |  | 1.7294e-11 | 6.9849e-12 | 9.6859e-12 | 1.3383e-11 | 1.8423e-11 | 2.527e-11 | 3.4537e-11 | 4.703e-11 | 6.381e-11 | 8.6263e-11 | 1.1619e-10 | 1.5594e-10 | 2.0853e-10 | 2.7784e-10 | 3.6885e-10 | 4.8788e-10 | 6.43e-10 | 8.4436e-10 | 1.1048e-09 | 1.4402e-09 | 1.8707e-09 | 2.4211e-09 | 3.1221e-09 | 4.0114e-09 | 5.1353e-09 | 6.5504e-09 | 8.325e-09 | 1.0542e-08 | 1.3301e-08 | 1.6721e-08 | 2.0945e-08 | 2.614e-08 | 3.2506e-08 | 4.0275e-08 | 4.9721e-08 | 6.1159e-08 | 7.4955e-08 | 9.1531e-08 | 1.1137e-07 | 1.3501e-07 | 1.6308e-07 | 1.9627e-07 | 2.3536e-07 | 2.8121e-07 | 3.3477e-07 | 3.971e-07 | 4.6931e-07 | 5.5265e-07 | 6.4843e-07 | 7.5806e-07 | 8.8299e-07 | 1.0248e-06 | 1.1851e-06 | 1.3654e-06 | 1.5675e-06 | 1.793e-06 | 2.0435e-06 | 2.3205e-06 | 2.6256e-06 | 2.9599e-06 | 3.3248e-06 | 3.7211e-06 | 4.1495e-06 | 4.6104e-06 | 5.104e-06 | 5.63e-06 | 6.1876e-06 | 6.7758e-06 | 7.3931e-06 | 8.0373e-06 | 8.7059e-06 | 9.396e-06 | 1.0104e-05 | 1.0826e-05 | 1.1557e-05 | 1.2294e-05 | 1.3029e-05 | 1.3759e-05 | 1.4477e-05 | 1.5177e-05 | 1.5853e-05 | 1.6499e-05 | 1.711e-05 | 1.7678e-05 | 1.8199e-05 | 1.8668e-05 | 1.9079e-05 | 1.9429e-05 | 1.9713e-05 | 1.9929e-05 | 2.0075e-05 | 2.0148e-05 | 2.0148e-05 | 2.0075e-05 | 1.9929e-05 | 1.9713e-05 | 1.9429e-05 | 1.9079e-05 | 1.8668e-05 | 1.8199e-05 | 1.7678e-05 | 1.711e-05 | 1.6499e-05 | 1.5853e-05 | 1.5177e-05 | 1.4477e-05 | 1.3759e-05 | 1.3029e-05 | 1.2294e-05 | 1.1557e-05 | 1.0826e-05 | 1.0104e-05 | 9.396e-06 | 8.7059e-06 | 8.0373e-06 | 7.3931e-06 | 6.7758e-06 | 6.1876e-06 | 5.63e-06 | 5.104e-06 | 4.6104e-06 | 4.1495e-06 | 3.7211e-06 | 3.3248e-06 | 2.9599e-06 | 2.6256e-06 | 2.3205e-06 | 2.0435e-06 | 1.793e-06 | 1.5675e-06 | 1.3654e-06 | 1.1851e-06 | 1.0248e-06 | 8.8299e-07 | 7.5806e-07 | 6.4843e-07 | 5.5265e-07 | 4.6931e-07 | 3.971e-07 | 3.3477e-07 | 2.8121e-07 | 2.3536e-07 | 1.9627e-07 | 1.6308e-07 | 1.3501e-07 | 1.1137e-07 | 9.1531e-08 | 7.4955e-08 | 6.1159e-08 | 4.9721e-08 | 1.8479 | 119 | 1.8479 | 9 | 0.93 | 0.94 | 74 | 74 | 0.10678 | 0.39322 | $FG$74 | $FG$74 | 1353 | 676.5 | 632.7622 | 2.8278 | 115.0798
94 | 10 | 1.8679 | 0.93 | 0 | 0.00076351 | 0.42325 |  | 1.6963e-11 | 6.7842e-12 | 9.3826e-12 | 1.293e-11 | 1.7755e-11 | 2.4294e-11 | 3.3124e-11 | 4.5002e-11 | 6.0921e-11 | 8.2178e-11 | 1.1046e-10 | 1.4794e-10 | 1.9744e-10 | 2.6257e-10 | 3.4794e-10 | 4.5941e-10 | 6.0445e-10 | 7.9245e-10 | 1.0352e-09 | 1.3476e-09 | 1.7479e-09 | 2.2591e-09 | 2.9095e-09 | 3.7337e-09 | 4.7744e-09 | 6.0835e-09 | 7.7238e-09 | 9.7717e-09 | 1.2318e-08 | 1.5474e-08 | 1.9368e-08 | 2.4157e-08 | 3.0022e-08 | 3.7178e-08 | 4.5876e-08 | 5.6409e-08 | 6.9112e-08 | 8.4375e-08 | 1.0264e-07 | 1.2442e-07 | 1.5028e-07 | 1.8088e-07 | 2.1692e-07 | 2.5923e-07 | 3.0868e-07 | 3.6626e-07 | 4.3303e-07 | 5.1016e-07 | 5.9889e-07 | 7.0054e-07 | 8.1654e-07 | 9.4836e-07 | 1.0975e-06 | 1.2657e-06 | 1.4544e-06 | 1.6653e-06 | 1.8999e-06 | 2.16e-06 | 2.4469e-06 | 2.762e-06 | 3.1067e-06 | 3.4819e-06 | 3.8886e-06 | 4.3273e-06 | 4.7983e-06 | 5.3018e-06 | 5.8372e-06 | 6.4038e-06 | 7.0005e-06 | 7.6255e-06 | 8.2768e-06 | 8.9517e-06 | 9.6472e-06 | 1.036e-05 | 1.1086e-05 | 1.182e-05 | 1.2558e-05 | 1.3295e-05 | 1.4025e-05 | 1.4742e-05 | 1.5441e-05 | 1.6116e-05 | 1.676e-05 | 1.7368e-05 | 1.7934e-05 | 1.8452e-05 | 1.8918e-05 | 1.9327e-05 | 1.9675e-05 | 1.9957e-05 | 2.0171e-05 | 2.0316e-05 | 2.0388e-05 | 2.0388e-05 | 2.0316e-05 | 2.0171e-05 | 1.9957e-05 | 1.9675e-05 | 1.9327e-05 | 1.8918e-05 | 1.8452e-05 | 1.7934e-05 | 1.7368e-05 | 1.676e-05 | 1.6116e-05 | 1.5441e-05 | 1.4742e-05 | 1.4025e-05 | 1.3295e-05 | 1.2558e-05 | 1.182e-05 | 1.1086e-05 | 1.036e-05 | 9.6472e-06 | 8.9517e-06 | 8.2768e-06 | 7.6255e-06 | 7.0005e-06 | 6.4038e-06 | 5.8372e-06 | 5.3018e-06 | 4.7983e-06 | 4.3273e-06 | 3.8886e-06 | 3.4819e-06 | 3.1067e-06 | 2.762e-06 | 2.4469e-06 | 2.16e-06 | 1.8999e-06 | 1.6653e-06 | 1.4544e-06 | 1.2657e-06 | 1.0975e-06 | 9.4836e-07 | 8.1654e-07 | 7.0054e-07 | 5.9889e-07 | 5.1016e-07 | 4.3303e-07 | 3.6626e-07 | 3.0868e-07 | 2.5923e-07 | 2.1692e-07 | 1.8088e-07 | 1.5028e-07 | 1.2442e-07 | 1.0264e-07 | 8.4375e-08 | 6.9112e-08 | 1.8679 | 120 | 1.8679 | 10 | 0.94 | 0.95 | 74 | 75 | 0.60678 | 0.89322 | $FG$74 | $FG$75 | 2742 | 680.3439 | 625.1126 | 4.4838 | 112.252
95 | 6 | 1.8879 | 0.94 | 0 | 0.00078859 | 0.42276 |  | 1.6837e-11 | 6.6688e-12 | 9.1987e-12 | 1.2644e-11 | 1.732e-11 | 2.3641e-11 | 3.2157e-11 | 4.3588e-11 | 5.8876e-11 | 7.9249e-11 | 1.063e-10 | 1.4209e-10 | 1.8926e-10 | 2.5121e-10 | 3.3227e-10 | 4.3796e-10 | 5.7526e-10 | 7.5296e-10 | 9.8211e-10 | 1.2765e-09 | 1.6534e-09 | 2.1341e-09 | 2.745e-09 | 3.5183e-09 | 4.4938e-09 | 5.7198e-09 | 7.2548e-09 | 9.1695e-09 | 1.1549e-08 | 1.4496e-08 | 1.8131e-08 | 2.2598e-08 | 2.8067e-08 | 3.4739e-08 | 4.2846e-08 | 5.2661e-08 | 6.4499e-08 | 7.8722e-08 | 9.5746e-08 | 1.1604e-07 | 1.4016e-07 | 1.6869e-07 | 2.0232e-07 | 2.4181e-07 | 2.8799e-07 | 3.418e-07 | 4.0425e-07 | 4.7645e-07 | 5.5957e-07 | 6.549e-07 | 7.638e-07 | 8.877e-07 | 1.0281e-06 | 1.1866e-06 | 1.3646e-06 | 1.564e-06 | 1.7862e-06 | 2.0328e-06 | 2.3055e-06 | 2.6056e-06 | 2.9344e-06 | 3.2933e-06 | 3.6831e-06 | 4.1047e-06 | 4.5586e-06 | 5.045e-06 | 5.5638e-06 | 6.1145e-06 | 6.6964e-06 | 7.308e-06 | 7.9476e-06 | 8.613e-06 | 9.3016e-06 | 1.001e-05 | 1.0735e-05 | 1.1472e-05 | 1.2218e-05 | 1.2966e-05 | 1.3712e-05 | 1.445e-05 | 1.5175e-05 | 1.588e-05 | 1.6561e-05 | 1.721e-05 | 1.7822e-05 | 1.8392e-05 | 1.8913e-05 | 1.9382e-05 | 1.9793e-05 | 2.0142e-05 | 2.0425e-05 | 2.0641e-05 | 2.0786e-05 | 2.0858e-05 | 2.0858e-05 | 2.0786e-05 | 2.0641e-05 | 2.0425e-05 | 2.0142e-05 | 1.9793e-05 | 1.9382e-05 | 1.8913e-05 | 1.8392e-05 | 1.7822e-05 | 1.721e-05 | 1.6561e-05 | 1.588e-05 | 1.5175e-05 | 1.445e-05 | 1.3712e-05 | 1.2966e-05 | 1.2218e-05 | 1.1472e-05 | 1.0735e-05 | 1.001e-05 | 9.3016e-06 | 8.613e-06 | 7.9476e-06 | 7.308e-06 | 6.6964e-06 | 6.1145e-06 | 5.5638e-06 | 5.045e-06 | 4.5586e-06 | 4.1047e-06 | 3.6831e-06 | 3.2933e-06 | 2.9344e-06 | 2.6056e-06 | 2.3055e-06 | 2.0328e-06 | 1.7862e-06 | 1.564e-06 | 1.3646e-06 | 1.1866e-06 | 1.0281e-06 | 8.877e-07 | 7.638e-07 | 6.549e-07 | 5.5957e-07 | 4.7645e-07 | 4.0425e-07 | 3.418e-07 | 2.8799e-07 | 2.4181e-07 | 2.0232e-07 | 1.6869e-07 | 1.4016e-07 | 1.1604e-07 | 9.5746e-08 | 1.8879 | 121 | 1.8879 | 6 | 0.95 | 0.96 | 75 | 75 | 0.10678 | 0.39322 | $FG$75 | $FG$75 | 1389 | 694.5 | 616.6271 | 8.7317 | 107.7682
96 | 6 | 1.9079 | 0.95 | 0 | 0.00082745 | 0.42228 |  | 1.6996e-11 | 6.6669e-12 | 9.1724e-12 | 1.2576e-11 | 1.7184e-11 | 2.34e-11 | 3.1755e-11 | 4.2945e-11 | 5.7881e-11 | 7.7743e-11 | 1.0406e-10 | 1.3882e-10 | 1.8455e-10 | 2.445e-10 | 3.2281e-10 | 4.2475e-10 | 5.5698e-10 | 7.2785e-10 | 9.479e-10 | 1.2302e-09 | 1.5912e-09 | 2.0511e-09 | 2.6347e-09 | 3.3729e-09 | 4.3032e-09 | 5.4711e-09 | 6.9323e-09 | 8.7536e-09 | 1.1016e-08 | 1.3815e-08 | 1.7265e-08 | 2.1504e-08 | 2.6693e-08 | 3.3019e-08 | 4.0704e-08 | 5.0007e-08 | 6.1226e-08 | 7.4704e-08 | 9.0838e-08 | 1.1008e-07 | 1.3294e-07 | 1.5999e-07 | 1.9189e-07 | 2.2937e-07 | 2.7322e-07 | 3.2434e-07 | 3.8371e-07 | 4.524e-07 | 5.3155e-07 | 6.2241e-07 | 7.263e-07 | 8.4464e-07 | 9.7889e-07 | 1.1306e-06 | 1.3013e-06 | 1.4928e-06 | 1.7064e-06 | 1.944e-06 | 2.2071e-06 | 2.4973e-06 | 2.8159e-06 | 3.1642e-06 | 3.5435e-06 | 3.9546e-06 | 4.3984e-06 | 4.8751e-06 | 5.3851e-06 | 5.928e-06 | 6.5033e-06 | 7.11e-06 | 7.7467e-06 | 8.4115e-06 | 9.1021e-06 | 9.8156e-06 | 1.0549e-05 | 1.1298e-05 | 1.2059e-05 | 1.2827e-05 | 1.3597e-05 | 1.4364e-05 | 1.5123e-05 | 1.5867e-05 | 1.6591e-05 | 1.7288e-05 | 1.7953e-05 | 1.8579e-05 | 1.9162e-05 | 1.9695e-05 | 2.0174e-05 | 2.0593e-05 | 2.0949e-05 | 2.1239e-05 | 2.1459e-05 | 2.1606e-05 | 2.1681e-05 | 2.1681e-05 | 2.1606e-05 | 2.1459e-05 | 2.1239e-05 | 2.0949e-05 | 2.0593e-05 | 2.0174e-05 | 1.9695e-05 | 1.9162e-05 | 1.8579e-05 | 1.7953e-05 | 1.7288e-05 | 1.6591e-05 | 1.5867e-05 | 1.5123e-05 | 1.4364e-05 | 1.3597e-05 | 1.2827e-05 | 1.2059e-05 | 1.1298e-05 | 1.0549e-05 | 9.8156e-06 | 9.1021e-06 | 8.4115e-06 | 7.7467e-06 | 7.11e-06 | 6.5033e-06 | 5.928e-06 | 5.3851e-06 | 4.8751e-06 | 4.3984e-06 | 3.9546e-06 | 3.5435e-06 | 3.1642e-06 | 2.8159e-06 | 2.4973e-06 | 2.2071e-06 | 1.944e-06 | 1.7064e-06 | 1.4928e-06 | 1.3013e-06 | 1.1306e-06 | 9.7889e-07 | 8.4464e-07 | 7.263e-07 | 6.2241e-07 | 5.3155e-07 | 4.524e-07 | 3.8371e-07 | 3.2434e-07 | 2.7322e-07 | 2.2937e-07 | 1.9189e-07 | 1.5999e-07 | 1.3294e-07 | 1.9079 | 122 | 1.9079 | 6 | 0.96 | 0.97 | 75 | 76 | 0.60678 | 0.89322 | $FG$75 | $FG$76 | 2648 | 680.6191 | 607.3165 | 7.8947 | 99.0365
97 | 10 | 1.9279 | 0.96 | 0 | 0.00085697 | 0.42182 |  | 1.6951e-11 | 6.5857e-12 | 9.0374e-12 | 1.236e-11 | 1.6848e-11 | 2.2888e-11 | 3.0989e-11 | 4.1815e-11 | 5.6235e-11 | 7.5373e-11 | 1.0068e-10 | 1.3404e-10 | 1.7786e-10 | 2.352e-10 | 3.0998e-10 | 4.0716e-10 | 5.3302e-10 | 6.9543e-10 | 9.0428e-10 | 1.1719e-09 | 1.5136e-09 | 1.9484e-09 | 2.4997e-09 | 3.1961e-09 | 4.0728e-09 | 5.1726e-09 | 6.5473e-09 | 8.2595e-09 | 1.0384e-08 | 1.3012e-08 | 1.625e-08 | 2.0225e-08 | 2.5088e-08 | 3.1016e-08 | 3.8216e-08 | 4.6929e-08 | 5.7434e-08 | 7.0055e-08 | 8.5162e-08 | 1.0318e-07 | 1.2459e-07 | 1.4993e-07 | 1.7982e-07 | 2.1495e-07 | 2.5608e-07 | 3.0405e-07 | 3.598e-07 | 4.2433e-07 | 4.9876e-07 | 5.8427e-07 | 6.8214e-07 | 7.9372e-07 | 9.2046e-07 | 1.0638e-06 | 1.2254e-06 | 1.4068e-06 | 1.6096e-06 | 1.8355e-06 | 2.086e-06 | 2.3627e-06 | 2.6672e-06 | 3.0008e-06 | 3.3647e-06 | 3.7601e-06 | 4.1878e-06 | 4.6485e-06 | 5.1426e-06 | 5.67e-06 | 6.2305e-06 | 6.8234e-06 | 7.4476e-06 | 8.1016e-06 | 8.7835e-06 | 9.4906e-06 | 1.022e-05 | 1.0969e-05 | 1.1733e-05 | 1.2508e-05 | 1.329e-05 | 1.4072e-05 | 1.4851e-05 | 1.5621e-05 | 1.6375e-05 | 1.7107e-05 | 1.7812e-05 | 1.8484e-05 | 1.9117e-05 | 1.9706e-05 | 2.0243e-05 | 2.0726e-05 | 2.1149e-05 | 2.1508e-05 | 2.18e-05 | 2.2021e-05 | 2.217e-05 | 2.2245e-05 | 2.2245e-05 | 2.217e-05 | 2.2021e-05 | 2.18e-05 | 2.1508e-05 | 2.1149e-05 | 2.0726e-05 | 2.0243e-05 | 1.9706e-05 | 1.9117e-05 | 1.8484e-05 | 1.7812e-05 | 1.7107e-05 | 1.6375e-05 | 1.5621e-05 | 1.4851e-05 | 1.4072e-05 | 1.329e-05 | 1.2508e-05 | 1.1733e-05 | 1.0969e-05 | 1.022e-05 | 9.4906e-06 | 8.7835e-06 | 8.1016e-06 | 7.4476e-06 | 6.8234e-06 | 6.2305e-06 | 5.67e-06 | 5.1426e-06 | 4.6485e-06 | 4.1878e-06 | 3.7601e-06 | 3.3647e-06 | 3.0008e-06 | 2.6672e-06 | 2.3627e-06 | 2.086e-06 | 1.8355e-06 | 1.6096e-06 | 1.4068e-06 | 1.2254e-06 | 1.0638e-06 | 9.2046e-07 | 7.9372e-07 | 6.8214e-07 | 5.8427e-07 | 4.9876e-07 | 4.2433e-07 | 3.598e-07 | 3.0405e-07 | 2.5608e-07 | 2.1495e-07 | 1.7982e-07 | 1.9279 | 123 | 1.9279 | 10 | 0.97 | 0.98 | 76 | 76 | 0.10678 | 0.39322 | $FG$76 | $FG$76 | 1259 | 629.5 | 597.1979 | 1.6575 | 91.1418
98 | 6 | 1.9479 | 0.97 | 0 | 0.00090689 | 0.42137 |  | 1.7292e-11 | 6.6541e-12 | 9.1083e-12 | 1.2427e-11 | 1.6898e-11 | 2.2902e-11 | 3.0937e-11 | 4.1653e-11 | 5.5896e-11 | 7.4763e-11 | 9.9667e-11 | 1.3243e-10 | 1.7538e-10 | 2.3149e-10 | 3.0455e-10 | 3.9935e-10 | 5.2192e-10 | 6.7987e-10 | 8.8269e-10 | 1.1422e-09 | 1.4732e-09 | 1.8939e-09 | 2.4266e-09 | 3.0989e-09 | 3.9443e-09 | 5.0039e-09 | 6.3272e-09 | 7.9741e-09 | 1.0016e-08 | 1.254e-08 | 1.5648e-08 | 1.9462e-08 | 2.4126e-08 | 2.9809e-08 | 3.6708e-08 | 4.5055e-08 | 5.5118e-08 | 6.7206e-08 | 8.1675e-08 | 9.8931e-08 | 1.1944e-07 | 1.4372e-07 | 1.7237e-07 | 2.0604e-07 | 2.4548e-07 | 2.9151e-07 | 3.4503e-07 | 4.0702e-07 | 4.7857e-07 | 5.6083e-07 | 6.5507e-07 | 7.6262e-07 | 8.849e-07 | 1.0234e-06 | 1.1797e-06 | 1.3553e-06 | 1.552e-06 | 1.7713e-06 | 2.015e-06 | 2.2846e-06 | 2.5817e-06 | 2.9079e-06 | 3.2645e-06 | 3.6527e-06 | 4.0736e-06 | 4.528e-06 | 5.0165e-06 | 5.5393e-06 | 6.0964e-06 | 6.6875e-06 | 7.3116e-06 | 7.9677e-06 | 8.6539e-06 | 9.3682e-06 | 1.0108e-05 | 1.087e-05 | 1.1652e-05 | 1.2448e-05 | 1.3254e-05 | 1.4067e-05 | 1.488e-05 | 1.5688e-05 | 1.6485e-05 | 1.7265e-05 | 1.8023e-05 | 1.8752e-05 | 1.9447e-05 | 2.01e-05 | 2.0707e-05 | 2.1262e-05 | 2.1759e-05 | 2.2195e-05 | 2.2565e-05 | 2.2865e-05 | 2.3093e-05 | 2.3246e-05 | 2.3323e-05 | 2.3323e-05 | 2.3246e-05 | 2.3093e-05 | 2.2865e-05 | 2.2565e-05 | 2.2195e-05 | 2.1759e-05 | 2.1262e-05 | 2.0707e-05 | 2.01e-05 | 1.9447e-05 | 1.8752e-05 | 1.8023e-05 | 1.7265e-05 | 1.6485e-05 | 1.5688e-05 | 1.488e-05 | 1.4067e-05 | 1.3254e-05 | 1.2448e-05 | 1.1652e-05 | 1.087e-05 | 1.0108e-05 | 9.3682e-06 | 8.6539e-06 | 7.9677e-06 | 7.3116e-06 | 6.6875e-06 | 6.0964e-06 | 5.5393e-06 | 5.0165e-06 | 4.528e-06 | 4.0736e-06 | 3.6527e-06 | 3.2645e-06 | 2.9079e-06 | 2.5817e-06 | 2.2846e-06 | 2.015e-06 | 1.7713e-06 | 1.552e-06 | 1.3553e-06 | 1.1797e-06 | 1.0234e-06 | 8.849e-07 | 7.6262e-07 | 6.5507e-07 | 5.6083e-07 | 4.7857e-07 | 4.0702e-07 | 3.4503e-07 | 2.9151e-07 | 2.4548e-07 | 1.9479 | 124 | 1.9479 | 6 | 0.98 | 0.99 | 76 | 77 | 0.60678 | 0.89322 | $FG$76 | $FG$77 | 2457 | 622.9867 | 586.2941 | 2.1611 | 89.4843
99 | 4 | 1.9679 | 0.98 | 0 | 0.00093621 | 0.42094 |  | 1.7223e-11 | 6.5651e-12 | 8.9641e-12 | 1.22e-11 | 1.655e-11 | 2.2379e-11 | 3.0163e-11 | 4.0523e-11 | 5.4264e-11 | 7.2429e-11 | 9.6361e-11 | 1.2779e-10 | 1.6891e-10 | 2.2255e-10 | 2.9227e-10 | 3.8259e-10 | 4.992e-10 | 6.4924e-10 | 8.4163e-10 | 1.0875e-09 | 1.4007e-09 | 1.7982e-09 | 2.301e-09 | 2.9349e-09 | 3.7313e-09 | 4.7284e-09 | 5.9726e-09 | 7.5198e-09 | 9.4371e-09 | 1.1805e-08 | 1.4719e-08 | 1.8293e-08 | 2.2661e-08 | 2.798e-08 | 3.4438e-08 | 4.2247e-08 | 5.166e-08 | 6.2966e-08 | 7.6498e-08 | 9.2636e-08 | 1.1182e-07 | 1.3453e-07 | 1.6133e-07 | 1.9285e-07 | 2.2978e-07 | 2.7289e-07 | 3.2304e-07 | 3.8116e-07 | 4.4829e-07 | 5.2554e-07 | 6.1409e-07 | 7.1525e-07 | 8.3037e-07 | 9.609e-07 | 1.1083e-06 | 1.2743e-06 | 1.4603e-06 | 1.6681e-06 | 1.8992e-06 | 2.1554e-06 | 2.4382e-06 | 2.7491e-06 | 3.0897e-06 | 3.4613e-06 | 3.8649e-06 | 4.3017e-06 | 4.7723e-06 | 5.2773e-06 | 5.8167e-06 | 6.3906e-06 | 6.9983e-06 | 7.639e-06 | 8.3113e-06 | 9.0135e-06 | 9.7434e-06 | 1.0498e-05 | 1.1275e-05 | 1.207e-05 | 1.2879e-05 | 1.3698e-05 | 1.4522e-05 | 1.5345e-05 | 1.6163e-05 | 1.6969e-05 | 1.7757e-05 | 1.8522e-05 | 1.9258e-05 | 1.9957e-05 | 2.0615e-05 | 2.1226e-05 | 2.1784e-05 | 2.2285e-05 | 2.2723e-05 | 2.3095e-05 | 2.3396e-05 | 2.3625e-05 | 2.3779e-05 | 2.3856e-05 | 2.3856e-05 | 2.3779e-05 | 2.3625e-05 | 2.3396e-05 | 2.3095e-05 | 2.2723e-05 | 2.2285e-05 | 2.1784e-05 | 2.1226e-05 | 2.0615e-05 | 1.9957e-05 | 1.9258e-05 | 1.8522e-05 | 1.7757e-05 | 1.6969e-05 | 1.6163e-05 | 1.5345e-05 | 1.4522e-05 | 1.3698e-05 | 1.2879e-05 | 1.207e-05 | 1.1275e-05 | 1.0498e-05 | 9.7434e-06 | 9.0135e-06 | 8.3113e-06 | 7.639e-06 | 6.9983e-06 | 6.3906e-06 | 5.8167e-06 | 5.2773e-06 | 4.7723e-06 | 4.3017e-06 | 3.8649e-06 | 3.4613e-06 | 3.0897e-06 | 2.7491e-06 | 2.4382e-06 | 2.1554e-06 | 1.8992e-06 | 1.6681e-06 | 1.4603e-06 | 1.2743e-06 | 1.1083e-06 | 9.609e-07 | 8.3037e-07 | 7.1525e-07 | 6.1409e-07 | 5.2554e-07 | 4.4829e-07 | 3.8116e-07 | 3.2304e-07 | 1.9679 | 125 | 1.9679 | 4 | 0.99 | 1 | 77 | 77 | 0.10678 | 0.39322 | $FG$77 | $FG$77 | 1198 | 599 | 574.6337 | 0.99118 | 87.3232
100 | 3 | 1.9879 | 0.99 | 0 | 0.00099424 | 0.42052 |  | 1.7664e-11 | 6.6699e-12 | 9.0848e-12 | 1.2335e-11 | 1.6694e-11 | 2.2522e-11 | 3.0288e-11 | 4.0602e-11 | 5.4255e-11 | 7.2269e-11 | 9.5958e-11 | 1.2701e-10 | 1.6757e-10 | 2.2038e-10 | 2.8891e-10 | 3.7755e-10 | 4.9181e-10 | 6.3863e-10 | 8.2662e-10 | 1.0666e-09 | 1.3718e-09 | 1.7587e-09 | 2.2476e-09 | 2.8633e-09 | 3.636e-09 | 4.6025e-09 | 5.8075e-09 | 7.3047e-09 | 9.1586e-09 | 1.1446e-08 | 1.426e-08 | 1.7709e-08 | 2.1923e-08 | 2.7052e-08 | 3.3276e-08 | 4.0801e-08 | 4.9869e-08 | 6.0759e-08 | 7.379e-08 | 8.9332e-08 | 1.078e-07 | 1.2968e-07 | 1.555e-07 | 1.8587e-07 | 2.2146e-07 | 2.6303e-07 | 3.1141e-07 | 3.6751e-07 | 4.3234e-07 | 5.0699e-07 | 5.9264e-07 | 6.9055e-07 | 8.0208e-07 | 9.2866e-07 | 1.0718e-06 | 1.2331e-06 | 1.4141e-06 | 1.6165e-06 | 1.8421e-06 | 2.0924e-06 | 2.3692e-06 | 2.6741e-06 | 3.0086e-06 | 3.3741e-06 | 3.7721e-06 | 4.2036e-06 | 4.6696e-06 | 5.1707e-06 | 5.7074e-06 | 6.2797e-06 | 6.8875e-06 | 7.53e-06 | 8.2064e-06 | 8.915e-06 | 9.654e-06 | 1.0421e-05 | 1.1213e-05 | 1.2027e-05 | 1.2859e-05 | 1.3705e-05 | 1.456e-05 | 1.542e-05 | 1.6278e-05 | 1.7129e-05 | 1.7967e-05 | 1.8787e-05 | 1.9581e-05 | 2.0344e-05 | 2.107e-05 | 2.1752e-05 | 2.2384e-05 | 2.2962e-05 | 2.348e-05 | 2.3933e-05 | 2.4317e-05 | 2.4629e-05 | 2.4866e-05 | 2.5025e-05 | 2.5104e-05 | 2.5104e-05 | 2.5025e-05 | 2.4866e-05 | 2.4629e-05 | 2.4317e-05 | 2.3933e-05 | 2.348e-05 | 2.2962e-05 | 2.2384e-05 | 2.1752e-05 | 2.107e-05 | 2.0344e-05 | 1.9581e-05 | 1.8787e-05 | 1.7967e-05 | 1.7129e-05 | 1.6278e-05 | 1.542e-05 | 1.456e-05 | 1.3705e-05 | 1.2859e-05 | 1.2027e-05 | 1.1213e-05 | 1.0421e-05 | 9.654e-06 | 8.915e-06 | 8.2064e-06 | 7.53e-06 | 6.8875e-06 | 6.2797e-06 | 5.7074e-06 | 5.1707e-06 | 4.6696e-06 | 4.2036e-06 | 3.7721e-06 | 3.3741e-06 | 3.0086e-06 | 2.6741e-06 | 2.3692e-06 | 2.0924e-06 | 1.8421e-06 | 1.6165e-06 | 1.4141e-06 | 1.2331e-06 | 1.0718e-06 | 9.2866e-07 | 8.0208e-07 | 6.9055e-07 | 5.9264e-07 | 5.0699e-07 | 4.3234e-07 | 1.9879 | 126 | 1.9879 | 3 | 1 | 1.01 | 77 | 78 | 0.60678 | 0.89322 | $FG$77 | $FG$78 | 2357 | 594.8357 | 562.2508 | 1.785 | 86.332
101 | 4 | 2.0079 | 1 | 0 | 0.0010624 | 0.42011 |  | 1.8243e-11 | 6.8245e-12 | 9.2728e-12 | 1.256e-11 | 1.696e-11 | 2.2829e-11 | 3.0633e-11 | 4.0977e-11 | 5.4643e-11 | 7.2638e-11 | 9.6258e-11 | 1.2716e-10 | 1.6746e-10 | 2.1984e-10 | 2.877e-10 | 3.7534e-10 | 4.8814e-10 | 6.3286e-10 | 8.1793e-10 | 1.0538e-09 | 1.3535e-09 | 1.7329e-09 | 2.2118e-09 | 2.8142e-09 | 3.5695e-09 | 4.5134e-09 | 5.6891e-09 | 7.1486e-09 | 8.9544e-09 | 1.1181e-08 | 1.3919e-08 | 1.7272e-08 | 2.1366e-08 | 2.6348e-08 | 3.2391e-08 | 3.9694e-08 | 4.8493e-08 | 5.9057e-08 | 7.1697e-08 | 8.6771e-08 | 1.0469e-07 | 1.2591e-07 | 1.5095e-07 | 1.8042e-07 | 2.1497e-07 | 2.5532e-07 | 3.0231e-07 | 3.5683e-07 | 4.1986e-07 | 4.9249e-07 | 5.7587e-07 | 6.7127e-07 | 7.8002e-07 | 9.0357e-07 | 1.0434e-06 | 1.2011e-06 | 1.3784e-06 | 1.5769e-06 | 1.7983e-06 | 2.0443e-06 | 2.3168e-06 | 2.6175e-06 | 2.9479e-06 | 3.3096e-06 | 3.7041e-06 | 4.1327e-06 | 4.5965e-06 | 5.0964e-06 | 5.633e-06 | 6.2066e-06 | 6.8173e-06 | 7.4647e-06 | 8.148e-06 | 8.8661e-06 | 9.6174e-06 | 1.04e-05 | 1.1211e-05 | 1.2047e-05 | 1.2905e-05 | 1.3781e-05 | 1.4671e-05 | 1.557e-05 | 1.6472e-05 | 1.7371e-05 | 1.8263e-05 | 1.914e-05 | 1.9997e-05 | 2.0827e-05 | 2.1624e-05 | 2.2381e-05 | 2.3092e-05 | 2.3751e-05 | 2.4353e-05 | 2.4893e-05 | 2.5364e-05 | 2.5764e-05 | 2.6088e-05 | 2.6334e-05 | 2.65e-05 | 2.6583e-05 | 2.6583e-05 | 2.65e-05 | 2.6334e-05 | 2.6088e-05 | 2.5764e-05 | 2.5364e-05 | 2.4893e-05 | 2.4353e-05 | 2.3751e-05 | 2.3092e-05 | 2.2381e-05 | 2.1624e-05 | 2.0827e-05 | 1.9997e-05 | 1.914e-05 | 1.8263e-05 | 1.7371e-05 | 1.6472e-05 | 1.557e-05 | 1.4671e-05 | 1.3781e-05 | 1.2905e-05 | 1.2047e-05 | 1.1211e-05 | 1.04e-05 | 9.6174e-06 | 8.8661e-06 | 8.148e-06 | 7.4647e-06 | 6.8173e-06 | 6.2066e-06 | 5.633e-06 | 5.0964e-06 | 4.5965e-06 | 4.1327e-06 | 3.7041e-06 | 3.3096e-06 | 2.9479e-06 | 2.6175e-06 | 2.3168e-06 | 2.0443e-06 | 1.7983e-06 | 1.5769e-06 | 1.3784e-06 | 1.2011e-06 | 1.0434e-06 | 9.0357e-07 | 7.8002e-07 | 6.7127e-07 | 5.7587e-07 | 2.0079 | 127 | 2.0079 | 4 | 1.01 | 1.02 | 78 | 78 | 0.10678 | 0.39322 | $FG$78 | $FG$78 | 1159 | 579.5 | 549.1848 | 1.5859 | 84.547
102 | 5 | 2.0279 | 1.01 | 0 | 0.0011106 | 0.41971 |  | 1.8448e-11 | 6.8373e-12 | 9.2681e-12 | 1.2524e-11 | 1.6873e-11 | 2.2661e-11 | 3.0342e-11 | 4.0502e-11 | 5.3898e-11 | 7.1505e-11 | 9.4572e-11 | 1.247e-10 | 1.6391e-10 | 2.148e-10 | 2.8062e-10 | 3.6549e-10 | 4.7457e-10 | 6.1431e-10 | 7.9275e-10 | 1.0199e-09 | 1.3081e-09 | 1.6726e-09 | 2.1321e-09 | 2.7094e-09 | 3.4326e-09 | 4.3355e-09 | 5.459e-09 | 6.8526e-09 | 8.5756e-09 | 1.0699e-08 | 1.3307e-08 | 1.65e-08 | 2.0396e-08 | 2.5136e-08 | 3.0881e-08 | 3.7823e-08 | 4.6184e-08 | 5.622e-08 | 6.8227e-08 | 8.2544e-08 | 9.9559e-08 | 1.1971e-07 | 1.4351e-07 | 1.715e-07 | 2.0432e-07 | 2.4269e-07 | 2.8736e-07 | 3.3923e-07 | 3.9922e-07 | 4.6838e-07 | 5.4783e-07 | 6.388e-07 | 7.4259e-07 | 8.6059e-07 | 9.9429e-07 | 1.1452e-06 | 1.315e-06 | 1.5054e-06 | 1.718e-06 | 1.9547e-06 | 2.2171e-06 | 2.507e-06 | 2.8261e-06 | 3.1761e-06 | 3.5585e-06 | 3.9747e-06 | 4.426e-06 | 4.9134e-06 | 5.4377e-06 | 5.9994e-06 | 6.599e-06 | 7.2361e-06 | 7.9105e-06 | 8.6212e-06 | 9.3668e-06 | 1.0146e-05 | 1.0956e-05 | 1.1794e-05 | 1.2658e-05 | 1.3543e-05 | 1.4446e-05 | 1.5361e-05 | 1.6285e-05 | 1.7211e-05 | 1.8133e-05 | 1.9047e-05 | 1.9945e-05 | 2.0822e-05 | 2.1671e-05 | 2.2485e-05 | 2.3257e-05 | 2.3983e-05 | 2.4656e-05 | 2.5269e-05 | 2.5818e-05 | 2.6299e-05 | 2.6706e-05 | 2.7036e-05 | 2.7287e-05 | 2.7455e-05 | 2.7539e-05 | 2.7539e-05 | 2.7455e-05 | 2.7287e-05 | 2.7036e-05 | 2.6706e-05 | 2.6299e-05 | 2.5818e-05 | 2.5269e-05 | 2.4656e-05 | 2.3983e-05 | 2.3257e-05 | 2.2485e-05 | 2.1671e-05 | 2.0822e-05 | 1.9945e-05 | 1.9047e-05 | 1.8133e-05 | 1.7211e-05 | 1.6285e-05 | 1.5361e-05 | 1.4446e-05 | 1.3543e-05 | 1.2658e-05 | 1.1794e-05 | 1.0956e-05 | 1.0146e-05 | 9.3668e-06 | 8.6212e-06 | 7.9105e-06 | 7.2361e-06 | 6.599e-06 | 5.9994e-06 | 5.4377e-06 | 4.9134e-06 | 4.426e-06 | 3.9747e-06 | 3.5585e-06 | 3.1761e-06 | 2.8261e-06 | 2.507e-06 | 2.2171e-06 | 1.9547e-06 | 1.718e-06 | 1.5054e-06 | 1.315e-06 | 1.1452e-06 | 9.9429e-07 | 8.6059e-07 | 7.4259e-07 | 2.0279 | 128 | 2.0279 | 5 | 1.02 | 1.03 | 78 | 79 | 0.60678 | 0.89322 | $FG$78 | $FG$79 | 2218 | 568.8224 | 535.4799 | 1.9544 | 82.9611
103 | 4 | 2.0479 | 1.02 | 0 | 0.0011824 | 0.41932 |  | 1.9017e-11 | 6.9835e-12 | 9.4438e-12 | 1.2732e-11 | 1.7114e-11 | 2.2935e-11 | 3.0643e-11 | 4.0818e-11 | 5.4208e-11 | 7.1774e-11 | 9.4744e-11 | 1.2469e-10 | 1.6361e-10 | 2.1402e-10 | 2.7913e-10 | 3.6294e-10 | 4.705e-10 | 6.0809e-10 | 7.8356e-10 | 1.0066e-09 | 1.2893e-09 | 1.6463e-09 | 2.0959e-09 | 2.6603e-09 | 3.3664e-09 | 4.2471e-09 | 5.342e-09 | 6.699e-09 | 8.3754e-09 | 1.044e-08 | 1.2974e-08 | 1.6074e-08 | 1.9855e-08 | 2.4452e-08 | 3.0023e-08 | 3.6751e-08 | 4.4852e-08 | 5.4573e-08 | 6.6201e-08 | 8.0065e-08 | 9.654e-08 | 1.1605e-07 | 1.3909e-07 | 1.662e-07 | 1.98e-07 | 2.3517e-07 | 2.7847e-07 | 3.2875e-07 | 3.8694e-07 | 4.5406e-07 | 5.3122e-07 | 6.1962e-07 | 7.2054e-07 | 8.3538e-07 | 9.6561e-07 | 1.1128e-06 | 1.2785e-06 | 1.4645e-06 | 1.6725e-06 | 1.9042e-06 | 2.1616e-06 | 2.4463e-06 | 2.7602e-06 | 3.105e-06 | 3.4823e-06 | 3.8937e-06 | 4.3406e-06 | 4.8242e-06 | 5.3456e-06 | 5.9054e-06 | 6.5042e-06 | 7.1421e-06 | 7.8189e-06 | 8.5341e-06 | 9.2866e-06 | 1.0075e-05 | 1.0898e-05 | 1.1752e-05 | 1.2634e-05 | 1.3543e-05 | 1.4472e-05 | 1.5419e-05 | 1.6379e-05 | 1.7345e-05 | 1.8314e-05 | 1.9278e-05 | 2.0232e-05 | 2.1169e-05 | 2.2082e-05 | 2.2966e-05 | 2.3813e-05 | 2.4617e-05 | 2.5371e-05 | 2.6069e-05 | 2.6707e-05 | 2.7277e-05 | 2.7775e-05 | 2.8198e-05 | 2.854e-05 | 2.88e-05 | 2.8974e-05 | 2.9062e-05 | 2.9062e-05 | 2.8974e-05 | 2.88e-05 | 2.854e-05 | 2.8198e-05 | 2.7775e-05 | 2.7277e-05 | 2.6707e-05 | 2.6069e-05 | 2.5371e-05 | 2.4617e-05 | 2.3813e-05 | 2.2966e-05 | 2.2082e-05 | 2.1169e-05 | 2.0232e-05 | 1.9278e-05 | 1.8314e-05 | 1.7345e-05 | 1.6379e-05 | 1.5419e-05 | 1.4472e-05 | 1.3543e-05 | 1.2634e-05 | 1.1752e-05 | 1.0898e-05 | 1.0075e-05 | 9.2866e-06 | 8.5341e-06 | 7.8189e-06 | 7.1421e-06 | 6.5042e-06 | 5.9054e-06 | 5.3456e-06 | 4.8242e-06 | 4.3406e-06 | 3.8937e-06 | 3.4823e-06 | 3.105e-06 | 2.7602e-06 | 2.4463e-06 | 2.1616e-06 | 1.9042e-06 | 1.6725e-06 | 1.4645e-06 | 1.2785e-06 | 1.1128e-06 | 9.6561e-07 | 2.0479 | 129 | 2.0479 | 4 | 1.03 | 1.04 | 79 | 79 | 0.10678 | 0.39322 | $FG$79 | $FG$79 | 1059 | 529.5 | 521.1846 | 0.13059 | 81.0067
104 | 6 | 2.0679 | 1.03 | 0 | 0.001277 | 0.41895 |  | 1.99e-11 | 7.2409e-12 | 9.7691e-12 | 1.3141e-11 | 1.7624e-11 | 2.3567e-11 | 3.1421e-11 | 4.1768e-11 | 5.5357e-11 | 7.3151e-11 | 9.6379e-11 | 1.2661e-10 | 1.6582e-10 | 2.1654e-10 | 2.8193e-10 | 3.6598e-10 | 4.7369e-10 | 6.1127e-10 | 7.8649e-10 | 1.0089e-09 | 1.2905e-09 | 1.6456e-09 | 2.0924e-09 | 2.6525e-09 | 3.3527e-09 | 4.2251e-09 | 5.3087e-09 | 6.6505e-09 | 8.3068e-09 | 1.0345e-08 | 1.2845e-08 | 1.5902e-08 | 1.9628e-08 | 2.4156e-08 | 2.9639e-08 | 3.6261e-08 | 4.423e-08 | 5.379e-08 | 6.5224e-08 | 7.8853e-08 | 9.5049e-08 | 1.1423e-07 | 1.3688e-07 | 1.6353e-07 | 1.948e-07 | 2.3135e-07 | 2.7395e-07 | 3.2343e-07 | 3.8072e-07 | 4.4683e-07 | 5.2287e-07 | 6.1003e-07 | 7.0962e-07 | 8.2303e-07 | 9.5173e-07 | 1.0973e-06 | 1.2614e-06 | 1.4457e-06 | 1.6521e-06 | 1.8823e-06 | 2.1383e-06 | 2.4218e-06 | 2.7349e-06 | 3.0793e-06 | 3.4568e-06 | 3.8691e-06 | 4.3177e-06 | 4.8041e-06 | 5.3294e-06 | 5.8947e-06 | 6.5007e-06 | 7.1477e-06 | 7.8359e-06 | 8.5648e-06 | 9.3339e-06 | 1.0142e-05 | 1.0987e-05 | 1.1868e-05 | 1.2781e-05 | 1.3724e-05 | 1.4692e-05 | 1.5682e-05 | 1.669e-05 | 1.771e-05 | 1.8736e-05 | 1.9763e-05 | 2.0785e-05 | 2.1795e-05 | 2.2786e-05 | 2.3752e-05 | 2.4685e-05 | 2.5579e-05 | 2.6427e-05 | 2.7223e-05 | 2.7959e-05 | 2.863e-05 | 2.9231e-05 | 2.9755e-05 | 3.02e-05 | 3.056e-05 | 3.0833e-05 | 3.1016e-05 | 3.1109e-05 | 3.1109e-05 | 3.1016e-05 | 3.0833e-05 | 3.056e-05 | 3.02e-05 | 2.9755e-05 | 2.9231e-05 | 2.863e-05 | 2.7959e-05 | 2.7223e-05 | 2.6427e-05 | 2.5579e-05 | 2.4685e-05 | 2.3752e-05 | 2.2786e-05 | 2.1795e-05 | 2.0785e-05 | 1.9763e-05 | 1.8736e-05 | 1.771e-05 | 1.669e-05 | 1.5682e-05 | 1.4692e-05 | 1.3724e-05 | 1.2781e-05 | 1.1868e-05 | 1.0987e-05 | 1.0142e-05 | 9.3339e-06 | 8.5648e-06 | 7.8359e-06 | 7.1477e-06 | 6.5007e-06 | 5.8947e-06 | 5.3294e-06 | 4.8041e-06 | 4.3177e-06 | 3.8691e-06 | 3.4568e-06 | 3.0793e-06 | 2.7349e-06 | 2.4218e-06 | 2.1383e-06 | 1.8823e-06 | 1.6521e-06 | 1.4457e-06 | 1.2614e-06 | 2.0679 | 130 | 2.0679 | 6 | 1.04 | 1.05 | 79 | 80 | 0.60678 | 0.89322 | $FG$79 | $FG$80 | 2106 | 528.2187 | 506.3516 | 0.90525 | 80.8761
105 | 6 | 2.0879 | 1.04 | 0 | 0.0013643 | 0.41858 |  | 2.0616e-11 | 7.4335e-12 | 1.0006e-11 | 1.3429e-11 | 1.7971e-11 | 2.398e-11 | 3.1904e-11 | 4.2323e-11 | 5.5981e-11 | 7.3832e-11 | 9.7092e-11 | 1.2731e-10 | 1.6644e-10 | 2.1697e-10 | 2.8202e-10 | 3.6551e-10 | 4.7232e-10 | 6.0858e-10 | 7.8187e-10 | 1.0016e-09 | 1.2793e-09 | 1.6293e-09 | 2.0689e-09 | 2.6196e-09 | 3.3072e-09 | 4.1631e-09 | 5.2253e-09 | 6.5394e-09 | 8.1602e-09 | 1.0153e-08 | 1.2596e-08 | 1.5581e-08 | 1.9217e-08 | 2.3634e-08 | 2.898e-08 | 3.5433e-08 | 4.3196e-08 | 5.2508e-08 | 6.364e-08 | 7.6909e-08 | 9.2673e-08 | 1.1134e-07 | 1.3339e-07 | 1.5933e-07 | 1.8977e-07 | 2.2536e-07 | 2.6684e-07 | 3.1505e-07 | 3.7088e-07 | 4.3534e-07 | 5.0951e-07 | 5.9458e-07 | 6.9184e-07 | 8.0267e-07 | 9.2855e-07 | 1.071e-06 | 1.2318e-06 | 1.4126e-06 | 1.6151e-06 | 1.8414e-06 | 2.0932e-06 | 2.3726e-06 | 2.6815e-06 | 3.0217e-06 | 3.3952e-06 | 3.8037e-06 | 4.249e-06 | 4.7326e-06 | 5.256e-06 | 5.8202e-06 | 6.4263e-06 | 7.0748e-06 | 7.7661e-06 | 8.5002e-06 | 9.2765e-06 | 1.0094e-05 | 1.0952e-05 | 1.1849e-05 | 1.2781e-05 | 1.3747e-05 | 1.4742e-05 | 1.5764e-05 | 1.6808e-05 | 1.7868e-05 | 1.894e-05 | 2.0018e-05 | 2.1096e-05 | 2.2167e-05 | 2.3225e-05 | 2.4262e-05 | 2.5272e-05 | 2.6248e-05 | 2.7182e-05 | 2.8067e-05 | 2.8897e-05 | 2.9665e-05 | 3.0364e-05 | 3.099e-05 | 3.1536e-05 | 3.1999e-05 | 3.2374e-05 | 3.2658e-05 | 3.2849e-05 | 3.2945e-05 | 3.2945e-05 | 3.2849e-05 | 3.2658e-05 | 3.2374e-05 | 3.1999e-05 | 3.1536e-05 | 3.099e-05 | 3.0364e-05 | 2.9665e-05 | 2.8897e-05 | 2.8067e-05 | 2.7182e-05 | 2.6248e-05 | 2.5272e-05 | 2.4262e-05 | 2.3225e-05 | 2.2167e-05 | 2.1096e-05 | 2.0018e-05 | 1.894e-05 | 1.7868e-05 | 1.6808e-05 | 1.5764e-05 | 1.4742e-05 | 1.3747e-05 | 1.2781e-05 | 1.1849e-05 | 1.0952e-05 | 1.0094e-05 | 9.2765e-06 | 8.5002e-06 | 7.7661e-06 | 7.0748e-06 | 6.4263e-06 | 5.8202e-06 | 5.256e-06 | 4.7326e-06 | 4.249e-06 | 3.8037e-06 | 3.3952e-06 | 3.0217e-06 | 2.6815e-06 | 2.3726e-06 | 2.0932e-06 | 1.8414e-06 | 1.6151e-06 | 2.0879 | 131 | 2.0879 | 6 | 1.05 | 1.06 | 80 | 80 | 0.10678 | 0.39322 | $FG$80 | $FG$80 | 1047 | 523.5 | 491.0369 | 2.0131 | 79.9709
106 | 5 | 2.1079 | 1.05 | 0 | 0.000672 | 0.41822 |  | 9.8542e-12 | 3.5212e-12 | 4.7289e-12 | 6.3327e-12 | 8.4562e-12 | 1.1259e-11 | 1.4949e-11 | 1.9791e-11 | 2.6127e-11 | 3.4392e-11 | 4.5142e-11 | 5.9083e-11 | 7.7108e-11 | 1.0034e-10 | 1.3021e-10 | 1.6848e-10 | 2.1738e-10 | 2.7967e-10 | 3.5877e-10 | 4.5894e-10 | 5.8539e-10 | 7.4454e-10 | 9.4427e-10 | 1.1941e-09 | 1.5058e-09 | 1.8934e-09 | 2.374e-09 | 2.968e-09 | 3.7001e-09 | 4.5995e-09 | 5.7012e-09 | 7.0466e-09 | 8.6846e-09 | 1.0673e-08 | 1.3079e-08 | 1.5981e-08 | 1.9471e-08 | 2.3656e-08 | 2.8659e-08 | 3.462e-08 | 4.1701e-08 | 5.0087e-08 | 5.9988e-08 | 7.164e-08 | 8.531e-08 | 1.013e-07 | 1.1994e-07 | 1.4161e-07 | 1.6671e-07 | 1.957e-07 | 2.2908e-07 | 2.6738e-07 | 3.1119e-07 | 3.6115e-07 | 4.1793e-07 | 4.8225e-07 | 5.5488e-07 | 6.3663e-07 | 7.2833e-07 | 8.3085e-07 | 9.451e-07 | 1.072e-06 | 1.2124e-06 | 1.3674e-06 | 1.5377e-06 | 1.7242e-06 | 1.9279e-06 | 2.1495e-06 | 2.3897e-06 | 2.6492e-06 | 2.9284e-06 | 3.2278e-06 | 3.5477e-06 | 3.888e-06 | 4.2489e-06 | 4.63e-06 | 5.0308e-06 | 5.4507e-06 | 5.8888e-06 | 6.3439e-06 | 6.8146e-06 | 7.2993e-06 | 7.7962e-06 | 8.3031e-06 | 8.8176e-06 | 9.3372e-06 | 9.8592e-06 | 1.0381e-05 | 1.0898e-05 | 1.1409e-05 | 1.191e-05 | 1.2397e-05 | 1.2867e-05 | 1.3317e-05 | 1.3743e-05 | 1.4142e-05 | 1.4511e-05 | 1.4847e-05 | 1.5148e-05 | 1.5411e-05 | 1.5633e-05 | 1.5813e-05 | 1.5949e-05 | 1.6041e-05 | 1.6087e-05 | 1.6087e-05 | 1.6041e-05 | 1.5949e-05 | 1.5813e-05 | 1.5633e-05 | 1.5411e-05 | 1.5148e-05 | 1.4847e-05 | 1.4511e-05 | 1.4142e-05 | 1.3743e-05 | 1.3317e-05 | 1.2867e-05 | 1.2397e-05 | 1.191e-05 | 1.1409e-05 | 1.0898e-05 | 1.0381e-05 | 9.8592e-06 | 9.3372e-06 | 8.8176e-06 | 8.3031e-06 | 7.7962e-06 | 7.2993e-06 | 6.8146e-06 | 6.3439e-06 | 5.8888e-06 | 5.4507e-06 | 5.0308e-06 | 4.63e-06 | 4.2489e-06 | 3.888e-06 | 3.5477e-06 | 3.2278e-06 | 2.9284e-06 | 2.6492e-06 | 2.3897e-06 | 2.1495e-06 | 1.9279e-06 | 1.7242e-06 | 1.5377e-06 | 1.3674e-06 | 1.2124e-06 | 1.072e-06 | 9.451e-07 | 2.1079 | 132 | 2.1079 | 5 | 1.06 | 1.07 | 80 | 81 | 0.60678 | 0.89322 | $FG$80 | $FG$81 | 1991 | 512.5021 | 475.2994 | 2.7005 | 77.9578
107 | 9 | 2.1279 | 1.06 | 0 | 0.00038151 | 0.41788 |  | 5.4329e-12 | 1.924e-12 | 2.5781e-12 | 3.4448e-12 | 4.5901e-12 | 6.0989e-12 | 8.081e-12 | 1.0677e-11 | 1.4068e-11 | 1.8483e-11 | 2.4215e-11 | 3.1636e-11 | 4.1215e-11 | 5.3545e-11 | 6.9366e-11 | 8.9611e-11 | 1.1544e-10 | 1.4829e-10 | 1.8996e-10 | 2.4265e-10 | 3.0909e-10 | 3.9261e-10 | 4.973e-10 | 6.2813e-10 | 7.9116e-10 | 9.937e-10 | 1.2446e-09 | 1.5544e-09 | 1.9359e-09 | 2.4043e-09 | 2.9776e-09 | 3.6773e-09 | 4.5286e-09 | 5.5613e-09 | 6.8104e-09 | 8.3165e-09 | 1.0127e-08 | 1.2297e-08 | 1.4891e-08 | 1.798e-08 | 2.165e-08 | 2.5995e-08 | 3.1125e-08 | 3.7162e-08 | 4.4245e-08 | 5.2531e-08 | 6.2193e-08 | 7.3425e-08 | 8.6442e-08 | 1.0148e-07 | 1.188e-07 | 1.3869e-07 | 1.6145e-07 | 1.8741e-07 | 2.1695e-07 | 2.5043e-07 | 2.8826e-07 | 3.3088e-07 | 3.7873e-07 | 4.3228e-07 | 4.9202e-07 | 5.5844e-07 | 6.3205e-07 | 7.1334e-07 | 8.0284e-07 | 9.0102e-07 | 1.0084e-06 | 1.1253e-06 | 1.2523e-06 | 1.3898e-06 | 1.5379e-06 | 1.6971e-06 | 1.8675e-06 | 2.0492e-06 | 2.2423e-06 | 2.4467e-06 | 2.6622e-06 | 2.8886e-06 | 3.1254e-06 | 3.3721e-06 | 3.628e-06 | 3.8925e-06 | 4.1644e-06 | 4.4429e-06 | 4.7266e-06 | 5.0143e-06 | 5.3046e-06 | 5.596e-06 | 5.8867e-06 | 6.1752e-06 | 6.4596e-06 | 6.7381e-06 | 7.0088e-06 | 7.2699e-06 | 7.5196e-06 | 7.756e-06 | 7.9774e-06 | 8.182e-06 | 8.3683e-06 | 8.5347e-06 | 8.6801e-06 | 8.8031e-06 | 8.9027e-06 | 8.9782e-06 | 9.0289e-06 | 9.0543e-06 | 9.0543e-06 | 9.0289e-06 | 8.9782e-06 | 8.9027e-06 | 8.8031e-06 | 8.6801e-06 | 8.5347e-06 | 8.3683e-06 | 8.182e-06 | 7.9774e-06 | 7.756e-06 | 7.5196e-06 | 7.2699e-06 | 7.0088e-06 | 6.7381e-06 | 6.4596e-06 | 6.1752e-06 | 5.8867e-06 | 5.596e-06 | 5.3046e-06 | 5.0143e-06 | 4.7266e-06 | 4.4429e-06 | 4.1644e-06 | 3.8925e-06 | 3.628e-06 | 3.3721e-06 | 3.1254e-06 | 2.8886e-06 | 2.6622e-06 | 2.4467e-06 | 2.2423e-06 | 2.0492e-06 | 1.8675e-06 | 1.6971e-06 | 1.5379e-06 | 1.3898e-06 | 1.2523e-06 | 1.1253e-06 | 1.0084e-06 | 9.0102e-07 | 8.0284e-07 | 7.1334e-07 | 6.3205e-07 | 2.1279 | 133 | 2.1279 | 9 | 1.07 | 1.08 | 81 | 81 | 0.10678 | 0.39322 | $FG$81 | $FG$81 | 944 | 472 | 459.2004 | 0.34709 | 75.2572
108 | 1 | 2.1479 | 1.07 | 0 | 0.00035887 | 0.41754 |  | 4.9662e-12 | 1.7431e-12 | 2.3305e-12 | 3.1073e-12 | 4.1316e-12 | 5.4784e-12 | 7.2442e-12 | 9.5525e-12 | 1.2562e-11 | 1.6473e-11 | 2.1543e-11 | 2.8095e-11 | 3.6538e-11 | 4.7388e-11 | 6.129e-11 | 7.9052e-11 | 1.0168e-10 | 1.3042e-10 | 1.6683e-10 | 2.128e-10 | 2.707e-10 | 3.434e-10 | 4.3442e-10 | 5.4805e-10 | 6.8949e-10 | 8.6504e-10 | 1.0823e-09 | 1.3503e-09 | 1.6801e-09 | 2.0847e-09 | 2.5796e-09 | 3.1831e-09 | 3.9169e-09 | 4.8066e-09 | 5.8822e-09 | 7.1785e-09 | 8.7362e-09 | 1.0603e-08 | 1.2832e-08 | 1.5488e-08 | 1.8641e-08 | 2.2375e-08 | 2.6782e-08 | 3.1969e-08 | 3.8055e-08 | 4.5175e-08 | 5.3478e-08 | 6.3132e-08 | 7.4324e-08 | 8.7258e-08 | 1.0216e-07 | 1.1928e-07 | 1.3887e-07 | 1.6125e-07 | 1.8671e-07 | 2.1559e-07 | 2.4825e-07 | 2.8508e-07 | 3.2646e-07 | 3.7281e-07 | 4.2457e-07 | 4.8218e-07 | 5.4609e-07 | 6.1677e-07 | 6.9467e-07 | 7.8025e-07 | 8.7395e-07 | 9.762e-07 | 1.0874e-06 | 1.2079e-06 | 1.3381e-06 | 1.4782e-06 | 1.6285e-06 | 1.7891e-06 | 1.9601e-06 | 2.1415e-06 | 2.3332e-06 | 2.5351e-06 | 2.7468e-06 | 2.968e-06 | 3.1981e-06 | 3.4366e-06 | 3.6827e-06 | 3.9355e-06 | 4.194e-06 | 4.4571e-06 | 4.7237e-06 | 4.9924e-06 | 5.2618e-06 | 5.5304e-06 | 5.7967e-06 | 6.059e-06 | 6.3156e-06 | 6.565e-06 | 6.8054e-06 | 7.0351e-06 | 7.2524e-06 | 7.4558e-06 | 7.6438e-06 | 7.8148e-06 | 7.9676e-06 | 8.1009e-06 | 8.2137e-06 | 8.3051e-06 | 8.3743e-06 | 8.4208e-06 | 8.4441e-06 | 8.4441e-06 | 8.4208e-06 | 8.3743e-06 | 8.3051e-06 | 8.2137e-06 | 8.1009e-06 | 7.9676e-06 | 7.8148e-06 | 7.6438e-06 | 7.4558e-06 | 7.2524e-06 | 7.0351e-06 | 6.8054e-06 | 6.565e-06 | 6.3156e-06 | 6.059e-06 | 5.7967e-06 | 5.5304e-06 | 5.2618e-06 | 4.9924e-06 | 4.7237e-06 | 4.4571e-06 | 4.194e-06 | 3.9355e-06 | 3.6827e-06 | 3.4366e-06 | 3.1981e-06 | 2.968e-06 | 2.7468e-06 | 2.5351e-06 | 2.3332e-06 | 2.1415e-06 | 1.9601e-06 | 1.7891e-06 | 1.6285e-06 | 1.4782e-06 | 1.3381e-06 | 1.2079e-06 | 1.0874e-06 | 9.762e-07 | 8.7395e-07 | 7.8025e-07 | 6.9467e-07 | 2.1479 | 134 | 2.1479 | 1 | 1.08 | 1.09 | 81 | 82 | 0.60678 | 0.89322 | $FG$81 | $FG$82 | 1780 | 460.4682 | 442.8029 | 0.67771 | 74.9101
109 | 8 | 2.1679 | 1.08 | 0 | 0.00034073 | 0.41721 |  | 4.5854e-12 | 1.5952e-12 | 2.1282e-12 | 2.8315e-12 | 3.757e-12 | 4.9714e-12 | 6.5606e-12 | 8.6343e-12 | 1.1333e-11 | 1.4834e-11 | 1.9364e-11 | 2.5209e-11 | 3.2728e-11 | 4.2376e-11 | 5.4719e-11 | 7.0464e-11 | 9.0495e-11 | 1.159e-10 | 1.4804e-10 | 1.8858e-10 | 2.3957e-10 | 3.0351e-10 | 3.8348e-10 | 4.832e-10 | 6.072e-10 | 7.6095e-10 | 9.5104e-10 | 1.1854e-09 | 1.4735e-09 | 1.8266e-09 | 2.2582e-09 | 2.7842e-09 | 3.4234e-09 | 4.1979e-09 | 5.1336e-09 | 6.2609e-09 | 7.6151e-09 | 9.2369e-09 | 1.1174e-08 | 1.348e-08 | 1.6218e-08 | 1.9459e-08 | 2.3285e-08 | 2.7787e-08 | 3.3069e-08 | 3.9249e-08 | 4.6456e-08 | 5.4839e-08 | 6.4558e-08 | 7.5793e-08 | 8.8742e-08 | 1.0362e-07 | 1.2067e-07 | 1.4013e-07 | 1.623e-07 | 1.8746e-07 | 2.1593e-07 | 2.4806e-07 | 2.8418e-07 | 3.2469e-07 | 3.6996e-07 | 4.204e-07 | 4.7642e-07 | 5.3844e-07 | 6.0688e-07 | 6.8216e-07 | 7.647e-07 | 8.5489e-07 | 9.5313e-07 | 1.0598e-06 | 1.1751e-06 | 1.2995e-06 | 1.4332e-06 | 1.5763e-06 | 1.729e-06 | 1.8913e-06 | 2.0633e-06 | 2.2448e-06 | 2.4356e-06 | 2.6354e-06 | 2.8439e-06 | 3.0606e-06 | 3.2848e-06 | 3.5159e-06 | 3.753e-06 | 3.9952e-06 | 4.2416e-06 | 4.4908e-06 | 4.7418e-06 | 4.9933e-06 | 5.2438e-06 | 5.4919e-06 | 5.7361e-06 | 5.9749e-06 | 6.2068e-06 | 6.4301e-06 | 6.6434e-06 | 6.8452e-06 | 7.0339e-06 | 7.2081e-06 | 7.3667e-06 | 7.5082e-06 | 7.6318e-06 | 7.7362e-06 | 7.8208e-06 | 7.8849e-06 | 7.9279e-06 | 7.9495e-06 | 7.9495e-06 | 7.9279e-06 | 7.8849e-06 | 7.8208e-06 | 7.7362e-06 | 7.6318e-06 | 7.5082e-06 | 7.3667e-06 | 7.2081e-06 | 7.0339e-06 | 6.8452e-06 | 6.6434e-06 | 6.4301e-06 | 6.2068e-06 | 5.9749e-06 | 5.7361e-06 | 5.4919e-06 | 5.2438e-06 | 4.9933e-06 | 4.7418e-06 | 4.4908e-06 | 4.2416e-06 | 3.9952e-06 | 3.753e-06 | 3.5159e-06 | 3.2848e-06 | 3.0606e-06 | 2.8439e-06 | 2.6354e-06 | 2.4356e-06 | 2.2448e-06 | 2.0633e-06 | 1.8913e-06 | 1.729e-06 | 1.5763e-06 | 1.4332e-06 | 1.2995e-06 | 1.1751e-06 | 1.0598e-06 | 9.5313e-07 | 8.5489e-07 | 7.647e-07 | 2.1679 | 135 | 2.1679 | 8 | 1.09 | 1.1 | 82 | 82 | 0.10678 | 0.39322 | $FG$82 | $FG$82 | 836 | 418 | 426.1707 | 0.15971 | 74.2324
110 | 1 | 2.1879 | 1.09 | 0 | 0.00033382 | 0.4169 |  | 4.3715e-12 | 1.5075e-12 | 2.0068e-12 | 2.6644e-12 | 3.5279e-12 | 4.6589e-12 | 6.1361e-12 | 8.06e-12 | 1.0559e-11 | 1.3796e-11 | 1.7976e-11 | 2.3362e-11 | 3.0279e-11 | 3.914e-11 | 5.0458e-11 | 6.4877e-11 | 8.3192e-11 | 1.0639e-10 | 1.357e-10 | 1.7262e-10 | 2.19e-10 | 2.771e-10 | 3.4967e-10 | 4.4007e-10 | 5.5236e-10 | 6.9146e-10 | 8.6327e-10 | 1.0749e-09 | 1.3348e-09 | 1.6532e-09 | 2.042e-09 | 2.5156e-09 | 3.0906e-09 | 3.7871e-09 | 4.628e-09 | 5.6406e-09 | 6.8563e-09 | 8.3119e-09 | 1.005e-08 | 1.2118e-08 | 1.4573e-08 | 1.7479e-08 | 2.0908e-08 | 2.4944e-08 | 2.9678e-08 | 3.5217e-08 | 4.1679e-08 | 4.9194e-08 | 5.7909e-08 | 6.7986e-08 | 7.9603e-08 | 9.2957e-08 | 1.0826e-07 | 1.2575e-07 | 1.4567e-07 | 1.6829e-07 | 1.9392e-07 | 2.2284e-07 | 2.554e-07 | 2.9193e-07 | 3.328e-07 | 3.7837e-07 | 4.2904e-07 | 4.8519e-07 | 5.4723e-07 | 6.1555e-07 | 6.9055e-07 | 7.7262e-07 | 8.6213e-07 | 9.5945e-07 | 1.0649e-06 | 1.1788e-06 | 1.3014e-06 | 1.4329e-06 | 1.5734e-06 | 1.7232e-06 | 1.8821e-06 | 2.0503e-06 | 2.2274e-06 | 2.4135e-06 | 2.6081e-06 | 2.8108e-06 | 3.0212e-06 | 3.2388e-06 | 3.4627e-06 | 3.6921e-06 | 3.9263e-06 | 4.1642e-06 | 4.4047e-06 | 4.6467e-06 | 4.8888e-06 | 5.1299e-06 | 5.3684e-06 | 5.6031e-06 | 5.8324e-06 | 6.0549e-06 | 6.269e-06 | 6.4734e-06 | 6.6666e-06 | 6.8473e-06 | 7.0141e-06 | 7.1657e-06 | 7.3011e-06 | 7.4192e-06 | 7.519e-06 | 7.5999e-06 | 7.6611e-06 | 7.7022e-06 | 7.7228e-06 | 7.7228e-06 | 7.7022e-06 | 7.6611e-06 | 7.5999e-06 | 7.519e-06 | 7.4192e-06 | 7.3011e-06 | 7.1657e-06 | 7.0141e-06 | 6.8473e-06 | 6.6666e-06 | 6.4734e-06 | 6.269e-06 | 6.0549e-06 | 5.8324e-06 | 5.6031e-06 | 5.3684e-06 | 5.1299e-06 | 4.8888e-06 | 4.6467e-06 | 4.4047e-06 | 4.1642e-06 | 3.9263e-06 | 3.6921e-06 | 3.4627e-06 | 3.2388e-06 | 3.0212e-06 | 2.8108e-06 | 2.6081e-06 | 2.4135e-06 | 2.2274e-06 | 2.0503e-06 | 1.8821e-06 | 1.7232e-06 | 1.5734e-06 | 1.4329e-06 | 1.3014e-06 | 1.1788e-06 | 1.0649e-06 | 9.5945e-07 | 8.6213e-07 | 2.1879 | 136 | 2.1879 | 1 | 1.1 | 1.11 | 82 | 83 | 0.60678 | 0.89322 | $FG$82 | $FG$83 | 1569 | 407.0021 | 409.3686 | 0.01376 | 74.0727
111 | 9 | 2.2079 | 1.1 | 0 | 0.00032472 | 0.41659 |  | 4.1404e-12 | 1.4154e-12 | 1.8802e-12 | 2.4911e-12 | 3.2917e-12 | 4.3384e-12 | 5.7027e-12 | 7.4765e-12 | 9.7763e-12 | 1.275e-11 | 1.6584e-11 | 2.1515e-11 | 2.7839e-11 | 3.5927e-11 | 4.6242e-11 | 5.9364e-11 | 7.6008e-11 | 9.7064e-11 | 1.2363e-10 | 1.5705e-10 | 1.9897e-10 | 2.5144e-10 | 3.1689e-10 | 3.9834e-10 | 4.9942e-10 | 6.2449e-10 | 7.7883e-10 | 9.6877e-10 | 1.2019e-09 | 1.4871e-09 | 1.8353e-09 | 2.259e-09 | 2.7732e-09 | 3.3956e-09 | 4.1466e-09 | 5.0505e-09 | 6.1354e-09 | 7.4336e-09 | 8.9829e-09 | 1.0827e-08 | 1.3014e-08 | 1.5603e-08 | 1.8658e-08 | 2.2252e-08 | 2.6469e-08 | 3.1402e-08 | 3.7157e-08 | 4.3851e-08 | 5.1616e-08 | 6.0595e-08 | 7.095e-08 | 8.2856e-08 | 9.6506e-08 | 1.1211e-07 | 1.2989e-07 | 1.501e-07 | 1.73e-07 | 1.9887e-07 | 2.2801e-07 | 2.6073e-07 | 2.9736e-07 | 3.3825e-07 | 3.8376e-07 | 4.3423e-07 | 4.9006e-07 | 5.5162e-07 | 6.1927e-07 | 6.934e-07 | 7.7436e-07 | 8.625e-07 | 9.5816e-07 | 1.0616e-06 | 1.1732e-06 | 1.293e-06 | 1.4214e-06 | 1.5584e-06 | 1.7042e-06 | 1.8586e-06 | 2.0218e-06 | 2.1935e-06 | 2.3735e-06 | 2.5616e-06 | 2.7573e-06 | 2.9602e-06 | 3.1696e-06 | 3.3849e-06 | 3.6054e-06 | 3.8302e-06 | 4.0583e-06 | 4.2887e-06 | 4.5202e-06 | 4.7518e-06 | 4.9821e-06 | 5.2098e-06 | 5.4337e-06 | 5.6523e-06 | 5.8642e-06 | 6.0681e-06 | 6.2626e-06 | 6.4464e-06 | 6.6181e-06 | 6.7766e-06 | 6.9207e-06 | 7.0492e-06 | 7.1613e-06 | 7.2561e-06 | 7.3328e-06 | 7.3909e-06 | 7.4299e-06 | 7.4494e-06 | 7.4494e-06 | 7.4299e-06 | 7.3909e-06 | 7.3328e-06 | 7.2561e-06 | 7.1613e-06 | 7.0492e-06 | 6.9207e-06 | 6.7766e-06 | 6.6181e-06 | 6.4464e-06 | 6.2626e-06 | 6.0681e-06 | 5.8642e-06 | 5.6523e-06 | 5.4337e-06 | 5.2098e-06 | 4.9821e-06 | 4.7518e-06 | 4.5202e-06 | 4.2887e-06 | 4.0583e-06 | 3.8302e-06 | 3.6054e-06 | 3.3849e-06 | 3.1696e-06 | 2.9602e-06 | 2.7573e-06 | 2.5616e-06 | 2.3735e-06 | 2.1935e-06 | 2.0218e-06 | 1.8586e-06 | 1.7042e-06 | 1.5584e-06 | 1.4214e-06 | 1.293e-06 | 1.1732e-06 | 1.0616e-06 | 9.5816e-07 | 2.2079 | 137 | 2.2079 | 9 | 1.11 | 1.12 | 83 | 83 | 0.10678 | 0.39322 | $FG$83 | $FG$83 | 733 | 366.5 | 392.4608 | 1.8389 | 74.059
112 | 8 | 2.2279 | 1.11 | 0 | 0.00031657 | 0.41628 |  | 3.9329e-12 | 1.3328e-12 | 1.7668e-12 | 2.336e-12 | 3.0806e-12 | 4.0521e-12 | 5.3162e-12 | 6.9566e-12 | 9.0797e-12 | 1.182e-11 | 1.5348e-11 | 1.9877e-11 | 2.5677e-11 | 3.3083e-11 | 4.2514e-11 | 5.4494e-11 | 6.9669e-11 | 8.884e-11 | 1.1299e-10 | 1.4334e-10 | 1.8137e-10 | 2.289e-10 | 2.8814e-10 | 3.6176e-10 | 4.5303e-10 | 5.6587e-10 | 7.0497e-10 | 8.7601e-10 | 1.0857e-09 | 1.3422e-09 | 1.6549e-09 | 2.0353e-09 | 2.4966e-09 | 3.0545e-09 | 3.7275e-09 | 4.537e-09 | 5.5081e-09 | 6.6697e-09 | 8.0554e-09 | 9.704e-09 | 1.166e-08 | 1.3973e-08 | 1.6703e-08 | 1.9914e-08 | 2.3681e-08 | 2.8088e-08 | 3.3229e-08 | 3.921e-08 | 4.6148e-08 | 5.4173e-08 | 6.3429e-08 | 7.4075e-08 | 8.6284e-08 | 1.0025e-07 | 1.1617e-07 | 1.3427e-07 | 1.5479e-07 | 1.7799e-07 | 2.0413e-07 | 2.3351e-07 | 2.6643e-07 | 3.032e-07 | 3.4416e-07 | 3.8965e-07 | 4.4e-07 | 4.9558e-07 | 5.5674e-07 | 6.2383e-07 | 6.972e-07 | 7.7719e-07 | 8.6411e-07 | 9.5828e-07 | 1.06e-06 | 1.1694e-06 | 1.2868e-06 | 1.4124e-06 | 1.5462e-06 | 1.6883e-06 | 1.8387e-06 | 1.9973e-06 | 2.164e-06 | 2.3385e-06 | 2.5207e-06 | 2.7099e-06 | 2.9059e-06 | 3.108e-06 | 3.3156e-06 | 3.5279e-06 | 3.7441e-06 | 3.9632e-06 | 4.1844e-06 | 4.4065e-06 | 4.6284e-06 | 4.8489e-06 | 5.0669e-06 | 5.2809e-06 | 5.4898e-06 | 5.6922e-06 | 5.8868e-06 | 6.0723e-06 | 6.2475e-06 | 6.4112e-06 | 6.5621e-06 | 6.6993e-06 | 6.8217e-06 | 6.9283e-06 | 7.0185e-06 | 7.0915e-06 | 7.1467e-06 | 7.1838e-06 | 7.2024e-06 | 7.2024e-06 | 7.1838e-06 | 7.1467e-06 | 7.0915e-06 | 7.0185e-06 | 6.9283e-06 | 6.8217e-06 | 6.6993e-06 | 6.5621e-06 | 6.4112e-06 | 6.2475e-06 | 6.0723e-06 | 5.8868e-06 | 5.6922e-06 | 5.4898e-06 | 5.2809e-06 | 5.0669e-06 | 4.8489e-06 | 4.6284e-06 | 4.4065e-06 | 4.1844e-06 | 3.9632e-06 | 3.7441e-06 | 3.5279e-06 | 3.3156e-06 | 3.108e-06 | 2.9059e-06 | 2.7099e-06 | 2.5207e-06 | 2.3385e-06 | 2.164e-06 | 1.9973e-06 | 1.8387e-06 | 1.6883e-06 | 1.5462e-06 | 1.4124e-06 | 1.2868e-06 | 1.1694e-06 | 1.06e-06 | 2.2279 | 138 | 2.2279 | 8 | 1.12 | 1.13 | 83 | 84 | 0.60678 | 0.89322 | $FG$83 | $FG$84 | 1464 | 366.2864 | 375.5112 | 0.23232 | 72.22
113 | 5 | 2.2479 | 1.12 | 0 | 0.00029248 | 0.41599 |  | 3.5424e-12 | 1.1902e-12 | 1.5744e-12 | 2.0775e-12 | 2.7342e-12 | 3.5895e-12 | 4.7003e-12 | 6.1393e-12 | 7.9984e-12 | 1.0394e-11 | 1.3473e-11 | 1.7419e-11 | 2.2464e-11 | 2.8897e-11 | 3.7077e-11 | 4.7452e-11 | 6.0577e-11 | 7.7134e-11 | 9.7968e-11 | 1.2411e-10 | 1.5684e-10 | 1.9768e-10 | 2.4853e-10 | 3.1167e-10 | 3.8986e-10 | 4.8643e-10 | 6.0536e-10 | 7.5147e-10 | 9.3047e-10 | 1.1492e-09 | 1.4157e-09 | 1.7396e-09 | 2.1322e-09 | 2.6067e-09 | 3.1787e-09 | 3.8664e-09 | 4.691e-09 | 5.6769e-09 | 6.8526e-09 | 8.2508e-09 | 9.909e-09 | 1.187e-08 | 1.4184e-08 | 1.6905e-08 | 2.0097e-08 | 2.3831e-08 | 2.8187e-08 | 3.3254e-08 | 3.9133e-08 | 4.5934e-08 | 5.378e-08 | 6.2807e-08 | 7.3162e-08 | 8.5008e-08 | 9.8522e-08 | 1.1389e-07 | 1.3133e-07 | 1.5105e-07 | 1.7329e-07 | 1.9829e-07 | 2.2634e-07 | 2.5769e-07 | 2.9263e-07 | 3.3148e-07 | 3.7452e-07 | 4.2208e-07 | 4.7447e-07 | 5.3201e-07 | 5.9501e-07 | 6.6378e-07 | 7.3861e-07 | 8.198e-07 | 9.076e-07 | 1.0022e-06 | 1.104e-06 | 1.2129e-06 | 1.3292e-06 | 1.453e-06 | 1.5842e-06 | 1.7229e-06 | 1.869e-06 | 2.0224e-06 | 2.1827e-06 | 2.3498e-06 | 2.5233e-06 | 2.7027e-06 | 2.8874e-06 | 3.077e-06 | 3.2707e-06 | 3.4677e-06 | 3.6673e-06 | 3.8685e-06 | 4.0704e-06 | 4.272e-06 | 4.4721e-06 | 4.6697e-06 | 4.8637e-06 | 5.0528e-06 | 5.236e-06 | 5.412e-06 | 5.5798e-06 | 5.7381e-06 | 5.8859e-06 | 6.0222e-06 | 6.146e-06 | 6.2564e-06 | 6.3526e-06 | 6.4339e-06 | 6.4997e-06 | 6.5495e-06 | 6.5829e-06 | 6.5997e-06 | 6.5997e-06 | 6.5829e-06 | 6.5495e-06 | 6.4997e-06 | 6.4339e-06 | 6.3526e-06 | 6.2564e-06 | 6.146e-06 | 6.0222e-06 | 5.8859e-06 | 5.7381e-06 | 5.5798e-06 | 5.412e-06 | 5.236e-06 | 5.0528e-06 | 4.8637e-06 | 4.6697e-06 | 4.4721e-06 | 4.272e-06 | 4.0704e-06 | 3.8685e-06 | 3.6673e-06 | 3.4677e-06 | 3.2707e-06 | 3.077e-06 | 2.8874e-06 | 2.7027e-06 | 2.5233e-06 | 2.3498e-06 | 2.1827e-06 | 2.0224e-06 | 1.869e-06 | 1.7229e-06 | 1.5842e-06 | 1.453e-06 | 1.3292e-06 | 1.2129e-06 | 1.104e-06 | 2.2479 | 139 | 2.2479 | 5 | 1.13 | 1.14 | 84 | 84 | 0.10678 | 0.39322 | $FG$84 | $FG$84 | 731 | 365.5 | 358.5821 | 0.13094 | 71.9877
114 | 6 | 2.2679 | 1.13 | 0 | 0.0002547 | 0.4157 |  | 3.0091e-12 | 1.0024e-12 | 1.3233e-12 | 1.7426e-12 | 2.289e-12 | 2.9992e-12 | 3.92e-12 | 5.1106e-12 | 6.6462e-12 | 8.6216e-12 | 1.1156e-11 | 1.44e-11 | 1.854e-11 | 2.3811e-11 | 3.0505e-11 | 3.8982e-11 | 4.969e-11 | 6.3182e-11 | 8.0136e-11 | 1.0139e-10 | 1.2795e-10 | 1.6107e-10 | 2.0226e-10 | 2.5334e-10 | 3.1653e-10 | 3.945e-10 | 4.9045e-10 | 6.082e-10 | 7.5234e-10 | 9.2832e-10 | 1.1426e-09 | 1.4028e-09 | 1.718e-09 | 2.0987e-09 | 2.5574e-09 | 3.1086e-09 | 3.7691e-09 | 4.5586e-09 | 5.4996e-09 | 6.6183e-09 | 7.9447e-09 | 9.513e-09 | 1.1362e-08 | 1.3538e-08 | 1.6089e-08 | 1.9073e-08 | 2.2554e-08 | 2.6604e-08 | 3.1303e-08 | 3.6739e-08 | 4.3012e-08 | 5.023e-08 | 5.8513e-08 | 6.7992e-08 | 7.8808e-08 | 9.1117e-08 | 1.0508e-07 | 1.2089e-07 | 1.3873e-07 | 1.588e-07 | 1.8132e-07 | 2.0651e-07 | 2.3462e-07 | 2.6589e-07 | 3.0057e-07 | 3.3893e-07 | 3.8123e-07 | 4.2773e-07 | 4.7871e-07 | 5.3442e-07 | 5.9513e-07 | 6.6108e-07 | 7.325e-07 | 8.0961e-07 | 8.926e-07 | 9.8164e-07 | 1.0769e-06 | 1.1784e-06 | 1.2862e-06 | 1.4004e-06 | 1.521e-06 | 1.6478e-06 | 1.7807e-06 | 1.9195e-06 | 2.0639e-06 | 2.2137e-06 | 2.3685e-06 | 2.5277e-06 | 2.6908e-06 | 2.8574e-06 | 3.0266e-06 | 3.1979e-06 | 3.3705e-06 | 3.5434e-06 | 3.716e-06 | 3.8871e-06 | 4.0561e-06 | 4.2217e-06 | 4.3832e-06 | 4.5395e-06 | 4.6896e-06 | 4.8325e-06 | 4.9674e-06 | 5.0932e-06 | 5.2092e-06 | 5.3146e-06 | 5.4085e-06 | 5.4903e-06 | 5.5594e-06 | 5.6153e-06 | 5.6576e-06 | 5.686e-06 | 5.7003e-06 | 5.7003e-06 | 5.686e-06 | 5.6576e-06 | 5.6153e-06 | 5.5594e-06 | 5.4903e-06 | 5.4085e-06 | 5.3146e-06 | 5.2092e-06 | 5.0932e-06 | 4.9674e-06 | 4.8325e-06 | 4.6896e-06 | 4.5395e-06 | 4.3832e-06 | 4.2217e-06 | 4.0561e-06 | 3.8871e-06 | 3.716e-06 | 3.5434e-06 | 3.3705e-06 | 3.1979e-06 | 3.0266e-06 | 2.8574e-06 | 2.6908e-06 | 2.5277e-06 | 2.3685e-06 | 2.2137e-06 | 2.0639e-06 | 1.9195e-06 | 1.7807e-06 | 1.6478e-06 | 1.521e-06 | 1.4004e-06 | 1.2862e-06 | 1.1784e-06 | 1.0769e-06 | 2.2679 | 140 | 2.2679 | 6 | 1.14 | 1.15 | 84 | 85 | 0.60678 | 0.89322 | $FG$84 | $FG$85 | 1350 | 353.5411 | 341.7342 | 0.3943 | 71.8568
115 | 7 | 2.2879 | 1.14 | 0 | 0.00017614 | 0.41542 |  | 2.031e-12 | 6.7084e-13 | 8.8382e-13 | 1.1616e-12 | 1.5228e-12 | 1.9915e-12 | 2.5981e-12 | 3.381e-12 | 4.3891e-12 | 5.6838e-12 | 7.3423e-12 | 9.4613e-12 | 1.2162e-11 | 1.5595e-11 | 1.9948e-11 | 2.5454e-11 | 3.2399e-11 | 4.1137e-11 | 5.2104e-11 | 6.5832e-11 | 8.2974e-11 | 1.0432e-10 | 1.3084e-10 | 1.6369e-10 | 2.0429e-10 | 2.5433e-10 | 3.1585e-10 | 3.9129e-10 | 4.8356e-10 | 5.9611e-10 | 7.3305e-10 | 8.9924e-10 | 1.1004e-09 | 1.3432e-09 | 1.6356e-09 | 1.9867e-09 | 2.4073e-09 | 2.9098e-09 | 3.5084e-09 | 4.2199e-09 | 5.0631e-09 | 6.0599e-09 | 7.2351e-09 | 8.6169e-09 | 1.0237e-08 | 1.2133e-08 | 1.4344e-08 | 1.6916e-08 | 1.99e-08 | 2.3354e-08 | 2.7339e-08 | 3.1926e-08 | 3.719e-08 | 4.3216e-08 | 5.0095e-08 | 5.7926e-08 | 6.6816e-08 | 7.6882e-08 | 8.8246e-08 | 1.0104e-07 | 1.1541e-07 | 1.3149e-07 | 1.4945e-07 | 1.6944e-07 | 1.9164e-07 | 2.1621e-07 | 2.4332e-07 | 2.7317e-07 | 3.0593e-07 | 3.4176e-07 | 3.8086e-07 | 4.2339e-07 | 4.6951e-07 | 5.1938e-07 | 5.7312e-07 | 6.3088e-07 | 6.9274e-07 | 7.5881e-07 | 8.2913e-07 | 9.0373e-07 | 9.8263e-07 | 1.0658e-06 | 1.1532e-06 | 1.2446e-06 | 1.34e-06 | 1.4392e-06 | 1.5419e-06 | 1.6478e-06 | 1.7568e-06 | 1.8683e-06 | 1.982e-06 | 2.0974e-06 | 2.2142e-06 | 2.3316e-06 | 2.4493e-06 | 2.5666e-06 | 2.6829e-06 | 2.7976e-06 | 2.9099e-06 | 3.0194e-06 | 3.1253e-06 | 3.2269e-06 | 3.3237e-06 | 3.4149e-06 | 3.5e-06 | 3.5784e-06 | 3.6496e-06 | 3.7131e-06 | 3.7683e-06 | 3.815e-06 | 3.8527e-06 | 3.8813e-06 | 3.9004e-06 | 3.9101e-06 | 3.9101e-06 | 3.9004e-06 | 3.8813e-06 | 3.8527e-06 | 3.815e-06 | 3.7683e-06 | 3.7131e-06 | 3.6496e-06 | 3.5784e-06 | 3.5e-06 | 3.4149e-06 | 3.3237e-06 | 3.2269e-06 | 3.1253e-06 | 3.0194e-06 | 2.9099e-06 | 2.7976e-06 | 2.6829e-06 | 2.5666e-06 | 2.4493e-06 | 2.3316e-06 | 2.2142e-06 | 2.0974e-06 | 1.982e-06 | 1.8683e-06 | 1.7568e-06 | 1.6478e-06 | 1.5419e-06 | 1.4392e-06 | 1.34e-06 | 1.2446e-06 | 1.1532e-06 | 1.0658e-06 | 9.8263e-07 | 9.0373e-07 | 8.2913e-07 | 2.2879 | 141 | 2.2879 | 7 | 1.15 | 1.16 | 85 | 85 | 0.10678 | 0.39322 | $FG$85 | $FG$85 | 619 | 309.5 | 325.0259 | 0.77885 | 71.4625
116 | 11 | 2.3079 | 1.15 | 0 | 0.00011611 | 0.41515 |  | 1.3074e-12 | 4.282e-13 | 5.6302e-13 | 7.385e-13 | 9.6633e-13 | 1.2614e-12 | 1.6425e-12 | 2.1337e-12 | 2.765e-12 | 3.5745e-12 | 4.6097e-12 | 5.9304e-12 | 7.611e-12 | 9.7443e-12 | 1.2445e-11 | 1.5856e-11 | 2.0154e-11 | 2.5554e-11 | 3.2322e-11 | 4.0784e-11 | 5.1337e-11 | 6.4465e-11 | 8.0753e-11 | 1.0091e-10 | 1.258e-10 | 1.5644e-10 | 1.9408e-10 | 2.402e-10 | 2.9655e-10 | 3.6523e-10 | 4.4873e-10 | 5.4999e-10 | 6.7247e-10 | 8.2023e-10 | 9.9805e-10 | 1.2115e-09 | 1.467e-09 | 1.7721e-09 | 2.1354e-09 | 2.5671e-09 | 3.0785e-09 | 3.6829e-09 | 4.3953e-09 | 5.2328e-09 | 6.2147e-09 | 7.3632e-09 | 8.7027e-09 | 1.0261e-08 | 1.2069e-08 | 1.4161e-08 | 1.6576e-08 | 1.9356e-08 | 2.2547e-08 | 2.6201e-08 | 3.0373e-08 | 3.5125e-08 | 4.0521e-08 | 4.6634e-08 | 5.3538e-08 | 6.1317e-08 | 7.0055e-08 | 7.9845e-08 | 9.0783e-08 | 1.0297e-07 | 1.1651e-07 | 1.3151e-07 | 1.4809e-07 | 1.6634e-07 | 1.864e-07 | 2.0838e-07 | 2.3237e-07 | 2.5851e-07 | 2.8689e-07 | 3.1761e-07 | 3.5078e-07 | 3.8647e-07 | 4.2476e-07 | 4.6571e-07 | 5.0938e-07 | 5.5579e-07 | 6.0497e-07 | 6.569e-07 | 7.1157e-07 | 7.6892e-07 | 8.2889e-07 | 8.9137e-07 | 9.5623e-07 | 1.0233e-06 | 1.0925e-06 | 1.1635e-06 | 1.2362e-06 | 1.3102e-06 | 1.3852e-06 | 1.4611e-06 | 1.5373e-06 | 1.6136e-06 | 1.6896e-06 | 1.7649e-06 | 1.8391e-06 | 1.9118e-06 | 1.9825e-06 | 2.0509e-06 | 2.1165e-06 | 2.179e-06 | 2.2378e-06 | 2.2927e-06 | 2.3432e-06 | 2.3891e-06 | 2.4299e-06 | 2.4655e-06 | 2.4955e-06 | 2.5198e-06 | 2.5382e-06 | 2.5505e-06 | 2.5567e-06 | 2.5567e-06 | 2.5505e-06 | 2.5382e-06 | 2.5198e-06 | 2.4955e-06 | 2.4655e-06 | 2.4299e-06 | 2.3891e-06 | 2.3432e-06 | 2.2927e-06 | 2.2378e-06 | 2.179e-06 | 2.1165e-06 | 2.0509e-06 | 1.9825e-06 | 1.9118e-06 | 1.8391e-06 | 1.7649e-06 | 1.6896e-06 | 1.6136e-06 | 1.5373e-06 | 1.4611e-06 | 1.3852e-06 | 1.3102e-06 | 1.2362e-06 | 1.1635e-06 | 1.0925e-06 | 1.0233e-06 | 9.5623e-07 | 8.9137e-07 | 8.2889e-07 | 7.6892e-07 | 7.1157e-07 | 6.569e-07 | 6.0497e-07 | 2.3079 | 142 | 2.3079 | 11 | 1.16 | 1.17 | 85 | 86 | 0.60678 | 0.89322 | $FG$85 | $FG$86 | 1152 | 300.3173 | 308.5128 | 0.22365 | 70.6836
117 | 3 | 2.3279 | 1.16 | 0 | 8.9188e-05 | 0.41489 |  | 9.8124e-13 | 3.1869e-13 | 4.1821e-13 | 5.475e-13 | 7.1505e-13 | 9.3164e-13 | 1.211e-12 | 1.5703e-12 | 2.0314e-12 | 2.6216e-12 | 3.3752e-12 | 4.3352e-12 | 5.5549e-12 | 7.1009e-12 | 9.0554e-12 | 1.1521e-11 | 1.4622e-11 | 1.8514e-11 | 2.3386e-11 | 2.947e-11 | 3.7048e-11 | 4.6464e-11 | 5.8134e-11 | 7.2562e-11 | 9.0356e-11 | 1.1225e-10 | 1.3911e-10 | 1.7198e-10 | 2.1212e-10 | 2.6101e-10 | 3.204e-10 | 3.9237e-10 | 4.7935e-10 | 5.8423e-10 | 7.1036e-10 | 8.6166e-10 | 1.0427e-09 | 1.2588e-09 | 1.516e-09 | 1.8214e-09 | 2.1832e-09 | 2.6106e-09 | 3.1142e-09 | 3.7062e-09 | 4.4001e-09 | 5.2116e-09 | 6.158e-09 | 7.259e-09 | 8.5364e-09 | 1.0015e-08 | 1.1721e-08 | 1.3686e-08 | 1.5941e-08 | 1.8524e-08 | 2.1475e-08 | 2.4836e-08 | 2.8655e-08 | 3.2982e-08 | 3.7873e-08 | 4.3385e-08 | 4.9581e-08 | 5.6527e-08 | 6.4292e-08 | 7.2951e-08 | 8.2578e-08 | 9.3253e-08 | 1.0506e-07 | 1.1807e-07 | 1.3239e-07 | 1.4808e-07 | 1.6525e-07 | 1.8396e-07 | 2.043e-07 | 2.2635e-07 | 2.5019e-07 | 2.7588e-07 | 3.0348e-07 | 3.3305e-07 | 3.6462e-07 | 3.9825e-07 | 4.3393e-07 | 4.7169e-07 | 5.1151e-07 | 5.5338e-07 | 5.9724e-07 | 6.4305e-07 | 6.9072e-07 | 7.4016e-07 | 7.9125e-07 | 8.4385e-07 | 8.9781e-07 | 9.5294e-07 | 1.009e-06 | 1.0659e-06 | 1.1233e-06 | 1.181e-06 | 1.2386e-06 | 1.296e-06 | 1.3529e-06 | 1.4088e-06 | 1.4636e-06 | 1.5169e-06 | 1.5683e-06 | 1.6177e-06 | 1.6646e-06 | 1.7089e-06 | 1.7501e-06 | 1.788e-06 | 1.8225e-06 | 1.8531e-06 | 1.8798e-06 | 1.9024e-06 | 1.9206e-06 | 1.9344e-06 | 1.9436e-06 | 1.9483e-06 | 1.9483e-06 | 1.9436e-06 | 1.9344e-06 | 1.9206e-06 | 1.9024e-06 | 1.8798e-06 | 1.8531e-06 | 1.8225e-06 | 1.788e-06 | 1.7501e-06 | 1.7089e-06 | 1.6646e-06 | 1.6177e-06 | 1.5683e-06 | 1.5169e-06 | 1.4636e-06 | 1.4088e-06 | 1.3529e-06 | 1.296e-06 | 1.2386e-06 | 1.181e-06 | 1.1233e-06 | 1.0659e-06 | 1.009e-06 | 9.5294e-07 | 8.9781e-07 | 8.4385e-07 | 7.9125e-07 | 7.4016e-07 | 6.9072e-07 | 6.4305e-07 | 5.9724e-07 | 5.5338e-07 | 5.1151e-07 | 2.3279 | 143 | 2.3279 | 3 | 1.17 | 1.18 | 86 | 86 | 0.10678 | 0.39322 | $FG$86 | $FG$86 | 533 | 266.5 | 292.2474 | 2.4875 | 70.46
118 | 7 | 2.3479 | 1.17 | 0 | 6.2068e-05 | 0.41463 |  | 6.6755e-13 | 2.1501e-13 | 2.8161e-13 | 3.6796e-13 | 4.7967e-13 | 6.2382e-13 | 8.094e-13 | 1.0477e-12 | 1.353e-12 | 1.7432e-12 | 2.2407e-12 | 2.8733e-12 | 3.676e-12 | 4.6918e-12 | 5.9744e-12 | 7.5897e-12 | 9.6192e-12 | 1.2163e-11 | 1.5343e-11 | 1.9309e-11 | 2.4244e-11 | 3.0368e-11 | 3.795e-11 | 4.7314e-11 | 5.8851e-11 | 7.3029e-11 | 9.0411e-11 | 1.1167e-10 | 1.376e-10 | 1.6915e-10 | 2.0745e-10 | 2.5383e-10 | 3.0986e-10 | 3.7736e-10 | 4.5848e-10 | 5.5574e-10 | 6.7206e-10 | 8.1082e-10 | 9.7593e-10 | 1.1719e-09 | 1.404e-09 | 1.678e-09 | 2.0008e-09 | 2.3802e-09 | 2.8249e-09 | 3.3447e-09 | 3.951e-09 | 4.6562e-09 | 5.4744e-09 | 6.4213e-09 | 7.5144e-09 | 8.7729e-09 | 1.0218e-08 | 1.1874e-08 | 1.3765e-08 | 1.592e-08 | 1.837e-08 | 2.1147e-08 | 2.4286e-08 | 2.7826e-08 | 3.1808e-08 | 3.6274e-08 | 4.127e-08 | 4.6845e-08 | 5.3048e-08 | 5.9931e-08 | 6.7548e-08 | 7.5956e-08 | 8.521e-08 | 9.5367e-08 | 1.0649e-07 | 1.1862e-07 | 1.3183e-07 | 1.4617e-07 | 1.6168e-07 | 1.7842e-07 | 1.9644e-07 | 2.1577e-07 | 2.3644e-07 | 2.5849e-07 | 2.8193e-07 | 3.0678e-07 | 3.3304e-07 | 3.6069e-07 | 3.8973e-07 | 4.2011e-07 | 4.5181e-07 | 4.8475e-07 | 5.1888e-07 | 5.5411e-07 | 5.9035e-07 | 6.2748e-07 | 6.6539e-07 | 7.0393e-07 | 7.4296e-07 | 7.8232e-07 | 8.2183e-07 | 8.6131e-07 | 9.0057e-07 | 9.3942e-07 | 9.7765e-07 | 1.015e-06 | 1.0514e-06 | 1.0865e-06 | 1.1202e-06 | 1.1521e-06 | 1.1823e-06 | 1.2103e-06 | 1.2362e-06 | 1.2596e-06 | 1.2804e-06 | 1.2986e-06 | 1.3139e-06 | 1.3263e-06 | 1.3357e-06 | 1.342e-06 | 1.3451e-06 | 1.3451e-06 | 1.342e-06 | 1.3357e-06 | 1.3263e-06 | 1.3139e-06 | 1.2986e-06 | 1.2804e-06 | 1.2596e-06 | 1.2362e-06 | 1.2103e-06 | 1.1823e-06 | 1.1521e-06 | 1.1202e-06 | 1.0865e-06 | 1.0514e-06 | 1.015e-06 | 9.7765e-07 | 9.3942e-07 | 9.0057e-07 | 8.6131e-07 | 8.2183e-07 | 7.8232e-07 | 7.4296e-07 | 7.0393e-07 | 6.6539e-07 | 6.2748e-07 | 5.9035e-07 | 5.5411e-07 | 5.1888e-07 | 4.8475e-07 | 4.5181e-07 | 4.2011e-07 | 3.8973e-07 | 2.3479 | 144 | 2.3479 | 7 | 1.18 | 1.19 | 86 | 87 | 0.60678 | 0.89322 | $FG$86 | $FG$87 | 1000 | 259.4528 | 276.2786 | 1.0912 | 67.9725
119 | 5 | 2.3679 | 1.18 | 0 | 3.4549e-05 | 0.41438 |  | 3.6342e-13 | 1.1609e-13 | 1.5175e-13 | 1.9792e-13 | 2.5753e-13 | 3.3431e-13 | 4.33e-13 | 5.5952e-13 | 7.2134e-13 | 9.2782e-13 | 1.1906e-12 | 1.5244e-12 | 1.9472e-12 | 2.4816e-12 | 3.1552e-12 | 4.0026e-12 | 5.0657e-12 | 6.3964e-12 | 8.0581e-12 | 1.0128e-11 | 1.27e-11 | 1.5889e-11 | 1.9833e-11 | 2.4699e-11 | 3.0687e-11 | 3.8039e-11 | 4.7043e-11 | 5.8045e-11 | 7.1455e-11 | 8.776e-11 | 1.0754e-10 | 1.3147e-10 | 1.6035e-10 | 1.9513e-10 | 2.369e-10 | 2.8696e-10 | 3.4678e-10 | 4.1812e-10 | 5.0296e-10 | 6.0363e-10 | 7.2277e-10 | 8.6343e-10 | 1.0291e-09 | 1.2237e-09 | 1.4518e-09 | 1.7183e-09 | 2.0292e-09 | 2.3908e-09 | 2.8102e-09 | 3.2957e-09 | 3.8561e-09 | 4.5014e-09 | 5.2425e-09 | 6.0916e-09 | 7.0619e-09 | 8.1679e-09 | 9.4253e-09 | 1.0851e-08 | 1.2464e-08 | 1.4283e-08 | 1.633e-08 | 1.8628e-08 | 2.12e-08 | 2.4071e-08 | 2.7268e-08 | 3.0819e-08 | 3.4751e-08 | 3.9095e-08 | 4.388e-08 | 4.9137e-08 | 5.4898e-08 | 6.1192e-08 | 6.805e-08 | 7.5503e-08 | 8.3578e-08 | 9.2304e-08 | 1.0171e-07 | 1.1181e-07 | 1.2263e-07 | 1.3418e-07 | 1.4649e-07 | 1.5956e-07 | 1.7339e-07 | 1.8799e-07 | 2.0334e-07 | 2.1945e-07 | 2.3628e-07 | 2.5381e-07 | 2.7202e-07 | 2.9086e-07 | 3.1029e-07 | 3.3026e-07 | 3.507e-07 | 3.7154e-07 | 3.9271e-07 | 4.1414e-07 | 4.3572e-07 | 4.5737e-07 | 4.7899e-07 | 5.0048e-07 | 5.2172e-07 | 5.4261e-07 | 5.6304e-07 | 5.8288e-07 | 6.0204e-07 | 6.2039e-07 | 6.3782e-07 | 6.5423e-07 | 6.6951e-07 | 6.8358e-07 | 6.9632e-07 | 7.0767e-07 | 7.1754e-07 | 7.2588e-07 | 7.3261e-07 | 7.3771e-07 | 7.4112e-07 | 7.4284e-07 | 7.4284e-07 | 7.4112e-07 | 7.3771e-07 | 7.3261e-07 | 7.2588e-07 | 7.1754e-07 | 7.0767e-07 | 6.9632e-07 | 6.8358e-07 | 6.6951e-07 | 6.5423e-07 | 6.3782e-07 | 6.2039e-07 | 6.0204e-07 | 5.8288e-07 | 5.6304e-07 | 5.4261e-07 | 5.2172e-07 | 5.0048e-07 | 4.7899e-07 | 4.5737e-07 | 4.3572e-07 | 4.1414e-07 | 3.9271e-07 | 3.7154e-07 | 3.507e-07 | 3.3026e-07 | 3.1029e-07 | 2.9086e-07 | 2.7202e-07 | 2.5381e-07 | 2.3628e-07 | 2.3679 | 145 | 2.3679 | 5 | 1.19 | 1.2 | 87 | 87 | 0.10678 | 0.39322 | $FG$87 | $FG$87 | 467 | 233.5 | 260.6516 | 3.1572 | 66.8813
120 | 3 | 2.3879 | 1.19 | 0 | 1.5976e-05 | 0.41413 |  | 1.6445e-13 | 5.2101e-14 | 6.7978e-14 | 8.8491e-14 | 1.1493e-13 | 1.4894e-13 | 1.9256e-13 | 2.484e-13 | 3.1971e-13 | 4.1055e-13 | 5.26e-13 | 6.7238e-13 | 8.5756e-13 | 1.0912e-12 | 1.3855e-12 | 1.755e-12 | 2.2181e-12 | 2.797e-12 | 3.5189e-12 | 4.4172e-12 | 5.5321e-12 | 6.9128e-12 | 8.6184e-12 | 1.072e-11 | 1.3305e-11 | 1.6475e-11 | 2.0354e-11 | 2.5089e-11 | 3.0855e-11 | 3.7861e-11 | 4.6352e-11 | 5.6618e-11 | 6.9001e-11 | 8.39e-11 | 1.0179e-10 | 1.232e-10 | 1.4879e-10 | 1.7928e-10 | 2.1553e-10 | 2.5853e-10 | 3.0939e-10 | 3.6942e-10 | 4.4009e-10 | 5.231e-10 | 6.2035e-10 | 7.34e-10 | 8.6651e-10 | 1.0206e-09 | 1.1994e-09 | 1.4063e-09 | 1.6452e-09 | 1.9202e-09 | 2.2361e-09 | 2.5982e-09 | 3.0119e-09 | 3.4836e-09 | 4.0201e-09 | 4.6286e-09 | 5.3172e-09 | 6.0943e-09 | 6.9691e-09 | 7.9514e-09 | 9.0515e-09 | 1.028e-08 | 1.165e-08 | 1.3171e-08 | 1.4858e-08 | 1.6723e-08 | 1.8778e-08 | 2.1039e-08 | 2.3518e-08 | 2.623e-08 | 2.9188e-08 | 3.2406e-08 | 3.5897e-08 | 3.9673e-08 | 4.3748e-08 | 4.8131e-08 | 5.2833e-08 | 5.7863e-08 | 6.3228e-08 | 6.8933e-08 | 7.4982e-08 | 8.1377e-08 | 8.8117e-08 | 9.5198e-08 | 1.0262e-07 | 1.1036e-07 | 1.1842e-07 | 1.2678e-07 | 1.3542e-07 | 1.4432e-07 | 1.5345e-07 | 1.628e-07 | 1.7232e-07 | 1.8198e-07 | 1.9175e-07 | 2.0158e-07 | 2.1144e-07 | 2.2128e-07 | 2.3104e-07 | 2.407e-07 | 2.5018e-07 | 2.5945e-07 | 2.6845e-07 | 2.7713e-07 | 2.8544e-07 | 2.9334e-07 | 3.0077e-07 | 3.0768e-07 | 3.1404e-07 | 3.1981e-07 | 3.2494e-07 | 3.294e-07 | 3.3317e-07 | 3.3621e-07 | 3.3851e-07 | 3.4005e-07 | 3.4083e-07 | 3.4083e-07 | 3.4005e-07 | 3.3851e-07 | 3.3621e-07 | 3.3317e-07 | 3.294e-07 | 3.2494e-07 | 3.1981e-07 | 3.1404e-07 | 3.0768e-07 | 3.0077e-07 | 2.9334e-07 | 2.8544e-07 | 2.7713e-07 | 2.6845e-07 | 2.5945e-07 | 2.5018e-07 | 2.407e-07 | 2.3104e-07 | 2.2128e-07 | 2.1144e-07 | 2.0158e-07 | 1.9175e-07 | 1.8198e-07 | 1.7232e-07 | 1.628e-07 | 1.5345e-07 | 1.4432e-07 | 1.3542e-07 | 1.2678e-07 | 1.1842e-07 | 2.3879 | 146 | 2.3879 | 3 | 1.2 | 1.21 | 87 | 88 | 0.60678 | 0.89322 | $FG$87 | $FG$88 | 871 | 226.7731 | 245.4077 | 1.5312 | 63.7241
121 | 4 | 2.4079 | 1.2 | 0 | 7.5088e-06 | 0.41389 |  | 7.5667e-14 | 2.3778e-14 | 3.0966e-14 | 4.0236e-14 | 5.2165e-14 | 6.748e-14 | 8.7095e-14 | 1.1216e-13 | 1.4412e-13 | 1.8476e-13 | 2.3634e-13 | 3.0165e-13 | 3.8414e-13 | 4.881e-13 | 6.1879e-13 | 7.8274e-13 | 9.879e-13 | 1.2441e-12 | 1.5631e-12 | 1.9596e-12 | 2.4512e-12 | 3.0593e-12 | 3.8097e-12 | 4.7335e-12 | 5.8682e-12 | 7.2586e-12 | 8.9583e-12 | 1.1031e-11 | 1.3554e-11 | 1.6616e-11 | 2.0324e-11 | 2.4804e-11 | 3.0205e-11 | 3.6698e-11 | 4.4488e-11 | 5.3811e-11 | 6.4943e-11 | 7.8201e-11 | 9.3956e-11 | 1.1263e-10 | 1.3472e-10 | 1.6078e-10 | 1.9145e-10 | 2.2746e-10 | 2.6964e-10 | 3.1893e-10 | 3.7638e-10 | 4.4319e-10 | 5.2069e-10 | 6.1037e-10 | 7.1391e-10 | 8.3314e-10 | 9.7011e-10 | 1.1271e-09 | 1.3065e-09 | 1.5111e-09 | 1.7438e-09 | 2.0079e-09 | 2.3069e-09 | 2.6443e-09 | 3.0244e-09 | 3.4514e-09 | 3.9299e-09 | 4.4647e-09 | 5.0609e-09 | 5.7239e-09 | 6.4593e-09 | 7.2729e-09 | 8.1706e-09 | 9.1586e-09 | 1.0243e-08 | 1.1431e-08 | 1.2727e-08 | 1.4139e-08 | 1.5672e-08 | 1.7333e-08 | 1.9127e-08 | 2.106e-08 | 2.3135e-08 | 2.5359e-08 | 2.7734e-08 | 3.0264e-08 | 3.2951e-08 | 3.5796e-08 | 3.88e-08 | 4.1962e-08 | 4.528e-08 | 4.8751e-08 | 5.2371e-08 | 5.6134e-08 | 6.0033e-08 | 6.4059e-08 | 6.8202e-08 | 7.2451e-08 | 7.6793e-08 | 8.1212e-08 | 8.5694e-08 | 9.0222e-08 | 9.4776e-08 | 9.9337e-08 | 1.0388e-07 | 1.084e-07 | 1.1285e-07 | 1.1723e-07 | 1.2151e-07 | 1.2566e-07 | 1.2966e-07 | 1.3348e-07 | 1.3712e-07 | 1.4054e-07 | 1.4372e-07 | 1.4664e-07 | 1.4929e-07 | 1.5165e-07 | 1.537e-07 | 1.5543e-07 | 1.5683e-07 | 1.5788e-07 | 1.5859e-07 | 1.5895e-07 | 1.5895e-07 | 1.5859e-07 | 1.5788e-07 | 1.5683e-07 | 1.5543e-07 | 1.537e-07 | 1.5165e-07 | 1.4929e-07 | 1.4664e-07 | 1.4372e-07 | 1.4054e-07 | 1.3712e-07 | 1.3348e-07 | 1.2966e-07 | 1.2566e-07 | 1.2151e-07 | 1.1723e-07 | 1.1285e-07 | 1.084e-07 | 1.0388e-07 | 9.9337e-08 | 9.4776e-08 | 9.0222e-08 | 8.5694e-08 | 8.1212e-08 | 7.6793e-08 | 7.2451e-08 | 6.8202e-08 | 6.4059e-08 | 6.0033e-08 | 2.4079 | 147 | 2.4079 | 4 | 1.21 | 1.22 | 88 | 88 | 0.10678 | 0.39322 | $FG$88 | $FG$88 | 404 | 202 | 230.5838 | 4.0447 | 62.1928
122 | 3 | 2.4279 | 1.21 | 0 | 1.8772e-06 | 0.41365 |  | 1.8528e-14 | 5.7753e-15 | 7.5072e-15 | 9.737e-15 | 1.2601e-14 | 1.6272e-14 | 2.0966e-14 | 2.6955e-14 | 3.4578e-14 | 4.426e-14 | 5.6527e-14 | 7.2035e-14 | 9.1596e-14 | 1.1621e-13 | 1.4712e-13 | 1.8584e-13 | 2.3423e-13 | 2.9457e-13 | 3.6963e-13 | 4.6281e-13 | 5.782e-13 | 7.2077e-13 | 8.9652e-13 | 1.1127e-12 | 1.3779e-12 | 1.7025e-12 | 2.0991e-12 | 2.5823e-12 | 3.1697e-12 | 3.8822e-12 | 4.7444e-12 | 5.7854e-12 | 7.0392e-12 | 8.5458e-12 | 1.0352e-11 | 1.2513e-11 | 1.5091e-11 | 1.816e-11 | 2.1805e-11 | 2.6124e-11 | 3.123e-11 | 3.7252e-11 | 4.4337e-11 | 5.2653e-11 | 6.2392e-11 | 7.3769e-11 | 8.7029e-11 | 1.0245e-10 | 1.2033e-10 | 1.4102e-10 | 1.6491e-10 | 1.9242e-10 | 2.2402e-10 | 2.6024e-10 | 3.0166e-10 | 3.4889e-10 | 4.0263e-10 | 4.6362e-10 | 5.3268e-10 | 6.1067e-10 | 6.9855e-10 | 7.9731e-10 | 9.0803e-10 | 1.0319e-09 | 1.17e-09 | 1.3237e-09 | 1.4943e-09 | 1.6831e-09 | 1.8917e-09 | 2.1214e-09 | 2.3737e-09 | 2.6503e-09 | 2.9525e-09 | 3.282e-09 | 3.6402e-09 | 4.0286e-09 | 4.4486e-09 | 4.9017e-09 | 5.3889e-09 | 5.9116e-09 | 6.4706e-09 | 7.067e-09 | 7.7013e-09 | 8.3741e-09 | 9.0856e-09 | 9.8358e-09 | 1.0625e-08 | 1.1451e-08 | 1.2315e-08 | 1.3215e-08 | 1.415e-08 | 1.5117e-08 | 1.6115e-08 | 1.714e-08 | 1.8191e-08 | 1.9264e-08 | 2.0355e-08 | 2.1461e-08 | 2.2577e-08 | 2.3699e-08 | 2.4821e-08 | 2.594e-08 | 2.7049e-08 | 2.8144e-08 | 2.9219e-08 | 3.0267e-08 | 3.1285e-08 | 3.2265e-08 | 3.3203e-08 | 3.4093e-08 | 3.4929e-08 | 3.5708e-08 | 3.6423e-08 | 3.7071e-08 | 3.7647e-08 | 3.8148e-08 | 3.8571e-08 | 3.8913e-08 | 3.9171e-08 | 3.9344e-08 | 3.9431e-08 | 3.9431e-08 | 3.9344e-08 | 3.9171e-08 | 3.8913e-08 | 3.8571e-08 | 3.8148e-08 | 3.7647e-08 | 3.7071e-08 | 3.6423e-08 | 3.5708e-08 | 3.4929e-08 | 3.4093e-08 | 3.3203e-08 | 3.2265e-08 | 3.1285e-08 | 3.0267e-08 | 2.9219e-08 | 2.8144e-08 | 2.7049e-08 | 2.594e-08 | 2.4821e-08 | 2.3699e-08 | 2.2577e-08 | 2.1461e-08 | 2.0355e-08 | 1.9264e-08 | 1.8191e-08 | 1.714e-08 | 1.6115e-08 | 2.4279 | 148 | 2.4279 | 3 | 1.22 | 1.23 | 88 | 89 | 0.60678 | 0.89322 | $FG$88 | $FG$89 | 765 | 197.4086 | 216.2126 | 1.7912 | 58.1481
123 | 3 | 2.4479 | 1.22 | 0 | 1.997e-07 | 0.41343 |  | 1.9314e-15 | 5.972e-16 | 7.7487e-16 | 1.0032e-15 | 1.2961e-15 | 1.6707e-15 | 2.1491e-15 | 2.7584e-15 | 3.5327e-15 | 4.5146e-15 | 5.7569e-15 | 7.3252e-15 | 9.3005e-15 | 1.1783e-14 | 1.4895e-14 | 1.8789e-14 | 2.3649e-14 | 2.9703e-14 | 3.7224e-14 | 4.6549e-14 | 5.8084e-14 | 7.232e-14 | 8.985e-14 | 1.1139e-13 | 1.3779e-13 | 1.7008e-13 | 2.0947e-13 | 2.5744e-13 | 3.1571e-13 | 3.8632e-13 | 4.717e-13 | 5.747e-13 | 6.9867e-13 | 8.4755e-13 | 1.0259e-12 | 1.2391e-12 | 1.4934e-12 | 1.796e-12 | 2.1552e-12 | 2.5806e-12 | 3.0833e-12 | 3.6759e-12 | 4.3729e-12 | 5.1908e-12 | 6.1483e-12 | 7.2667e-12 | 8.5698e-12 | 1.0085e-11 | 1.1842e-11 | 1.3875e-11 | 1.6222e-11 | 1.8924e-11 | 2.2029e-11 | 2.5588e-11 | 2.9658e-11 | 3.43e-11 | 3.9583e-11 | 4.558e-11 | 5.2372e-11 | 6.0046e-11 | 6.8695e-11 | 7.8419e-11 | 8.9326e-11 | 1.0153e-10 | 1.1515e-10 | 1.3031e-10 | 1.4716e-10 | 1.6581e-10 | 1.8643e-10 | 2.0916e-10 | 2.3415e-10 | 2.6156e-10 | 2.9154e-10 | 3.2425e-10 | 3.5985e-10 | 3.985e-10 | 4.4034e-10 | 4.8552e-10 | 5.3417e-10 | 5.8642e-10 | 6.4239e-10 | 7.0217e-10 | 7.6586e-10 | 8.3351e-10 | 9.0517e-10 | 9.8086e-10 | 1.0606e-09 | 1.1443e-09 | 1.2319e-09 | 1.3234e-09 | 1.4186e-09 | 1.5173e-09 | 1.6194e-09 | 1.7246e-09 | 1.8326e-09 | 1.9432e-09 | 2.056e-09 | 2.1707e-09 | 2.2867e-09 | 2.4038e-09 | 2.5214e-09 | 2.6389e-09 | 2.756e-09 | 2.872e-09 | 2.9865e-09 | 3.0987e-09 | 3.2082e-09 | 3.3144e-09 | 3.4166e-09 | 3.5144e-09 | 3.6071e-09 | 3.6943e-09 | 3.7754e-09 | 3.8498e-09 | 3.9173e-09 | 3.9772e-09 | 4.0294e-09 | 4.0733e-09 | 4.1088e-09 | 4.1357e-09 | 4.1537e-09 | 4.1627e-09 | 4.1627e-09 | 4.1537e-09 | 4.1357e-09 | 4.1088e-09 | 4.0733e-09 | 4.0294e-09 | 3.9772e-09 | 3.9173e-09 | 3.8498e-09 | 3.7754e-09 | 3.6943e-09 | 3.6071e-09 | 3.5144e-09 | 3.4166e-09 | 3.3144e-09 | 3.2082e-09 | 3.0987e-09 | 2.9865e-09 | 2.872e-09 | 2.756e-09 | 2.6389e-09 | 2.5214e-09 | 2.4038e-09 | 2.2867e-09 | 2.1707e-09 | 2.056e-09 | 1.9432e-09 | 1.8326e-09 | 2.4479 | 149 | 2.4479 | 3 | 1.23 | 1.24 | 89 | 89 | 0.10678 | 0.39322 | $FG$89 | $FG$89 | 361 | 180.5 | 202.3224 | 2.6383 | 56.357
124 | 3 | 2.4679 | 1.23 | 0 | 3.9941e-08 | 0.4132 |  | 3.7867e-16 | 1.1615e-16 | 1.5044e-16 | 1.9443e-16 | 2.5075e-16 | 3.2269e-16 | 4.1438e-16 | 5.3099e-16 | 6.7896e-16 | 8.6631e-16 | 1.103e-15 | 1.4014e-15 | 1.7766e-15 | 2.2476e-15 | 2.8373e-15 | 3.5741e-15 | 4.4926e-15 | 5.635e-15 | 7.053e-15 | 8.8089e-15 | 1.0978e-14 | 1.3653e-14 | 1.6943e-14 | 2.0981e-14 | 2.5926e-14 | 3.1967e-14 | 3.9333e-14 | 4.8292e-14 | 5.9166e-14 | 7.2332e-14 | 8.824e-14 | 1.0742e-13 | 1.3048e-13 | 1.5816e-13 | 1.913e-13 | 2.309e-13 | 2.7809e-13 | 3.3421e-13 | 4.008e-13 | 4.7964e-13 | 5.7275e-13 | 6.8248e-13 | 8.1149e-13 | 9.6283e-13 | 1.14e-12 | 1.3468e-12 | 1.5877e-12 | 1.8678e-12 | 2.1926e-12 | 2.5684e-12 | 3.0021e-12 | 3.5016e-12 | 4.0755e-12 | 4.7333e-12 | 5.4855e-12 | 6.3437e-12 | 7.3205e-12 | 8.4297e-12 | 9.6862e-12 | 1.1106e-11 | 1.2707e-11 | 1.4508e-11 | 1.6529e-11 | 1.8791e-11 | 2.1316e-11 | 2.413e-11 | 2.7257e-11 | 3.0723e-11 | 3.4555e-11 | 3.8783e-11 | 4.3436e-11 | 4.8542e-11 | 5.4134e-11 | 6.024e-11 | 6.6892e-11 | 7.4119e-11 | 8.1953e-11 | 9.0421e-11 | 9.955e-11 | 1.0937e-10 | 1.199e-10 | 1.3116e-10 | 1.4317e-10 | 1.5595e-10 | 1.6951e-10 | 1.8386e-10 | 1.9899e-10 | 2.149e-10 | 2.316e-10 | 2.4906e-10 | 2.6726e-10 | 2.8618e-10 | 3.0579e-10 | 3.2604e-10 | 3.4689e-10 | 3.6829e-10 | 3.9017e-10 | 4.1247e-10 | 4.3511e-10 | 4.5801e-10 | 4.8109e-10 | 5.0426e-10 | 5.2741e-10 | 5.5044e-10 | 5.7326e-10 | 5.9575e-10 | 6.1779e-10 | 6.3929e-10 | 6.6012e-10 | 6.8017e-10 | 6.9934e-10 | 7.1751e-10 | 7.3458e-10 | 7.5045e-10 | 7.6503e-10 | 7.7822e-10 | 7.8996e-10 | 8.0015e-10 | 8.0875e-10 | 8.1569e-10 | 8.2094e-10 | 8.2446e-10 | 8.2622e-10 | 8.2622e-10 | 8.2446e-10 | 8.2094e-10 | 8.1569e-10 | 8.0875e-10 | 8.0015e-10 | 7.8996e-10 | 7.7822e-10 | 7.6503e-10 | 7.5045e-10 | 7.3458e-10 | 7.1751e-10 | 6.9934e-10 | 6.8017e-10 | 6.6012e-10 | 6.3929e-10 | 6.1779e-10 | 5.9575e-10 | 5.7326e-10 | 5.5044e-10 | 5.2741e-10 | 5.0426e-10 | 4.8109e-10 | 4.5801e-10 | 4.3511e-10 | 4.1247e-10 | 3.9017e-10 | 2.4679 | 150 | 2.4679 | 3 | 1.24 | 1.25 | 89 | 90 | 0.60678 | 0.89322 | $FG$89 | $FG$90 | 658 | 173.6663 | 188.9371 | 1.3428 | 53.7187
125 | 8 | 2.4879 | 1.24 | 0 | 3.9941e-08 | 0.41298 |  | 3.7137e-16 | 1.1301e-16 | 1.4611e-16 | 1.8851e-16 | 2.4269e-16 | 3.1179e-16 | 3.9972e-16 | 5.1138e-16 | 6.5285e-16 | 8.3171e-16 | 1.0573e-15 | 1.3413e-15 | 1.698e-15 | 2.1451e-15 | 2.7041e-15 | 3.4017e-15 | 4.2702e-15 | 5.3492e-15 | 6.6868e-15 | 8.3412e-15 | 1.0383e-14 | 1.2898e-14 | 1.5987e-14 | 1.9776e-14 | 2.441e-14 | 3.0067e-14 | 3.6958e-14 | 4.5332e-14 | 5.5486e-14 | 6.7772e-14 | 8.2604e-14 | 1.0047e-13 | 1.2195e-13 | 1.477e-13 | 1.7851e-13 | 2.153e-13 | 2.5913e-13 | 3.1122e-13 | 3.73e-13 | 4.461e-13 | 5.324e-13 | 6.3407e-13 | 7.5356e-13 | 8.9368e-13 | 1.0576e-12 | 1.249e-12 | 1.4719e-12 | 1.731e-12 | 2.0314e-12 | 2.3789e-12 | 2.78e-12 | 3.2418e-12 | 3.7725e-12 | 4.3807e-12 | 5.0764e-12 | 5.8701e-12 | 6.7737e-12 | 7.7999e-12 | 8.9627e-12 | 1.0277e-11 | 1.176e-11 | 1.3428e-11 | 1.53e-11 | 1.7397e-11 | 1.974e-11 | 2.235e-11 | 2.5254e-11 | 2.8474e-11 | 3.2037e-11 | 3.597e-11 | 4.0301e-11 | 4.5059e-11 | 5.0272e-11 | 5.5971e-11 | 6.2184e-11 | 6.8943e-11 | 7.6274e-11 | 8.4208e-11 | 9.2772e-11 | 1.0199e-10 | 1.1189e-10 | 1.2249e-10 | 1.3382e-10 | 1.4589e-10 | 1.587e-10 | 1.7229e-10 | 1.8664e-10 | 2.0176e-10 | 2.1764e-10 | 2.3429e-10 | 2.5167e-10 | 2.6978e-10 | 2.8859e-10 | 3.0805e-10 | 3.2813e-10 | 3.4879e-10 | 3.6997e-10 | 3.9162e-10 | 4.1365e-10 | 4.3601e-10 | 4.5861e-10 | 4.8136e-10 | 5.0418e-10 | 5.2698e-10 | 5.4964e-10 | 5.7207e-10 | 5.9417e-10 | 6.1582e-10 | 6.3692e-10 | 6.5736e-10 | 6.7702e-10 | 6.9581e-10 | 7.1361e-10 | 7.3033e-10 | 7.4587e-10 | 7.6014e-10 | 7.7305e-10 | 7.8453e-10 | 7.9451e-10 | 8.0291e-10 | 8.097e-10 | 8.1483e-10 | 8.1827e-10 | 8.2e-10 | 8.2e-10 | 8.1827e-10 | 8.1483e-10 | 8.097e-10 | 8.0291e-10 | 7.9451e-10 | 7.8453e-10 | 7.7305e-10 | 7.6014e-10 | 7.4587e-10 | 7.3033e-10 | 7.1361e-10 | 6.9581e-10 | 6.7702e-10 | 6.5736e-10 | 6.3692e-10 | 6.1582e-10 | 5.9417e-10 | 5.7207e-10 | 5.4964e-10 | 5.2698e-10 | 5.0418e-10 | 4.8136e-10 | 4.5861e-10 | 4.3601e-10 | 4.1365e-10 | 2.4879 | 151 | 2.4879 | 8 | 1.25 | 1.26 | 90 | 90 | 0.10678 | 0.39322 | $FG$90 | $FG$90 | 297 | 148.5 | 176.0762 | 5.1208 | 52.3759
126 | 7 | 2.5079 | 1.25 | 0 | 0 | 0.41277 |  | 0 | 0 | 0 | 0 | 0 | 0 | 0 | 0 | 0 | 0 | 0 | 0 | 0 | 0 | 0 | 0 | 0 | 0 | 0 | 0 | 0 | 0 | 0 | 0 | 0 | 0 | 0 | 0 | 0 | 0 | 0 | 0 | 0 | 0 | 0 | 0 | 0 | 0 | 0 | 0 | 0 | 0 | 0 | 0 | 0 | 0 | 0 | 0 | 0 | 0 | 0 | 0 | 0 | 0 | 0 | 0 | 0 | 0 | 0 | 0 | 0 | 0 | 0 | 0 | 0 | 0 | 0 | 0 | 0 | 0 | 0 | 0 | 0 | 0 | 0 | 0 | 0 | 0 | 0 | 0 | 0 | 0 | 0 | 0 | 0 | 0 | 0 | 0 | 0 | 0 | 0 | 0 | 0 | 0 | 0 | 0 | 0 | 0 | 0 | 0 | 0 | 0 | 0 | 0 | 0 | 0 | 0 | 0 | 0 | 0 | 0 | 0 | 0 | 0 | 0 | 0 | 0 | 0 | 0 | 0 | 0 | 0 | 0 | 0 | 0 | 0 | 0 | 0 | 0 | 0 | 0 | 0 | 0 | 0 | 0 | 0 | 0 | 0 | 0 | 0 | 0 | 0 | 0 | 0 | 0 | 0 | 0 | 0 | 0 | 0 | 2.5079 | 152 | 2.5079 | 7 | 1.26 | 1.27 | 90 | 91 | 0.60678 | 0.89322 | $FG$90 | $FG$91 | 584 | 147.4322 | 163.7548 | 1.8071 | 47.2551
127 | 3 | 2.5279 | 1.26 | 0 | 4.9127e-06 | 0.41256 |  | 4.3986e-14 | 1.3177e-14 | 1.6976e-14 | 2.1827e-14 | 2.8007e-14 | 3.5862e-14 | 4.5828e-14 | 5.8442e-14 | 7.4378e-14 | 9.4464e-14 | 1.1973e-13 | 1.5145e-13 | 1.9117e-13 | 2.4082e-13 | 3.0275e-13 | 3.7983e-13 | 4.7556e-13 | 5.942e-13 | 7.4093e-13 | 9.2199e-13 | 1.145e-12 | 1.419e-12 | 1.7549e-12 | 2.166e-12 | 2.668e-12 | 3.2795e-12 | 4.023e-12 | 4.925e-12 | 6.0168e-12 | 7.3358e-12 | 8.9256e-12 | 1.0838e-11 | 1.3133e-11 | 1.5881e-11 | 1.9166e-11 | 2.3082e-11 | 2.7743e-11 | 3.3276e-11 | 3.9831e-11 | 4.758e-11 | 5.6721e-11 | 6.7479e-11 | 8.0115e-11 | 9.4922e-11 | 1.1224e-10 | 1.3244e-10 | 1.5596e-10 | 1.8328e-10 | 2.1495e-10 | 2.5157e-10 | 2.9384e-10 | 3.425e-10 | 3.9841e-10 | 4.625e-10 | 5.358e-10 | 6.1945e-10 | 7.147e-10 | 8.2292e-10 | 9.4559e-10 | 1.0843e-09 | 1.2409e-09 | 1.4171e-09 | 1.6151e-09 | 1.837e-09 | 2.0851e-09 | 2.3619e-09 | 2.67e-09 | 3.012e-09 | 3.391e-09 | 3.8099e-09 | 4.2718e-09 | 4.7799e-09 | 5.3375e-09 | 5.948e-09 | 6.6148e-09 | 7.3413e-09 | 8.131e-09 | 8.9872e-09 | 9.9133e-09 | 1.0913e-08 | 1.1988e-08 | 1.3143e-08 | 1.4379e-08 | 1.57e-08 | 1.7106e-08 | 1.8601e-08 | 2.0185e-08 | 2.186e-08 | 2.3625e-08 | 2.548e-08 | 2.7425e-08 | 2.9458e-08 | 3.1578e-08 | 3.378e-08 | 3.6063e-08 | 3.8421e-08 | 4.085e-08 | 4.3344e-08 | 4.5896e-08 | 4.8499e-08 | 5.1146e-08 | 5.3826e-08 | 5.6532e-08 | 5.9252e-08 | 6.1976e-08 | 6.4693e-08 | 6.7392e-08 | 7.006e-08 | 7.2685e-08 | 7.5254e-08 | 7.7755e-08 | 8.0175e-08 | 8.2501e-08 | 8.4722e-08 | 8.6825e-08 | 8.8799e-08 | 9.0632e-08 | 9.2314e-08 | 9.3836e-08 | 9.5188e-08 | 9.6362e-08 | 9.7351e-08 | 9.815e-08 | 9.8754e-08 | 9.9158e-08 | 9.9361e-08 | 9.9361e-08 | 9.9158e-08 | 9.8754e-08 | 9.815e-08 | 9.7351e-08 | 9.6362e-08 | 9.5188e-08 | 9.3836e-08 | 9.2314e-08 | 9.0632e-08 | 8.8799e-08 | 8.6825e-08 | 8.4722e-08 | 8.2501e-08 | 8.0175e-08 | 7.7755e-08 | 7.5254e-08 | 7.2685e-08 | 7.006e-08 | 6.7392e-08 | 6.4693e-08 | 6.1976e-08 | 5.9252e-08 | 5.6532e-08 | 2.5279 | 153 | 2.5279 | 3 | 1.27 | 1.28 | 91 | 91 | 0.10678 | 0.39322 | $FG$91 | $FG$91 | 287 | 143.5 | 151.9842 | 0.50162 | 45.448
128 | 9 | 2.5479 | 1.27 | 0 | 0 | 0.41236 |  | 0 | 0 | 0 | 0 | 0 | 0 | 0 | 0 | 0 | 0 | 0 | 0 | 0 | 0 | 0 | 0 | 0 | 0 | 0 | 0 | 0 | 0 | 0 | 0 | 0 | 0 | 0 | 0 | 0 | 0 | 0 | 0 | 0 | 0 | 0 | 0 | 0 | 0 | 0 | 0 | 0 | 0 | 0 | 0 | 0 | 0 | 0 | 0 | 0 | 0 | 0 | 0 | 0 | 0 | 0 | 0 | 0 | 0 | 0 | 0 | 0 | 0 | 0 | 0 | 0 | 0 | 0 | 0 | 0 | 0 | 0 | 0 | 0 | 0 | 0 | 0 | 0 | 0 | 0 | 0 | 0 | 0 | 0 | 0 | 0 | 0 | 0 | 0 | 0 | 0 | 0 | 0 | 0 | 0 | 0 | 0 | 0 | 0 | 0 | 0 | 0 | 0 | 0 | 0 | 0 | 0 | 0 | 0 | 0 | 0 | 0 | 0 | 0 | 0 | 0 | 0 | 0 | 0 | 0 | 0 | 0 | 0 | 0 | 0 | 0 | 0 | 0 | 0 | 0 | 0 | 0 | 0 | 0 | 0 | 0 | 0 | 0 | 0 | 0 | 0 | 0 | 0 | 0 | 0 | 0 | 0 | 0 | 0 | 0 | 0 | 2.5479 | 154 | 2.5479 | 9 | 1.28 | 1.29 | 91 | 92 | 0.60678 | 0.89322 | $FG$91 | $FG$92 | 535 | 139.3357 | 140.7715 | 0.014794 | 44.9464
129 | 7 | 2.5679 | 1.28 | 0 | 0 | 0.41216 |  | 0 | 0 | 0 | 0 | 0 | 0 | 0 | 0 | 0 | 0 | 0 | 0 | 0 | 0 | 0 | 0 | 0 | 0 | 0 | 0 | 0 | 0 | 0 | 0 | 0 | 0 | 0 | 0 | 0 | 0 | 0 | 0 | 0 | 0 | 0 | 0 | 0 | 0 | 0 | 0 | 0 | 0 | 0 | 0 | 0 | 0 | 0 | 0 | 0 | 0 | 0 | 0 | 0 | 0 | 0 | 0 | 0 | 0 | 0 | 0 | 0 | 0 | 0 | 0 | 0 | 0 | 0 | 0 | 0 | 0 | 0 | 0 | 0 | 0 | 0 | 0 | 0 | 0 | 0 | 0 | 0 | 0 | 0 | 0 | 0 | 0 | 0 | 0 | 0 | 0 | 0 | 0 | 0 | 0 | 0 | 0 | 0 | 0 | 0 | 0 | 0 | 0 | 0 | 0 | 0 | 0 | 0 | 0 | 0 | 0 | 0 | 0 | 0 | 0 | 0 | 0 | 0 | 0 | 0 | 0 | 0 | 0 | 0 | 0 | 0 | 0 | 0 | 0 | 0 | 0 | 0 | 0 | 0 | 0 | 0 | 0 | 0 | 0 | 0 | 0 | 0 | 0 | 0 | 0 | 0 | 0 | 0 | 0 | 0 | 0 | 2.5679 | 155 | 2.5679 | 7 | 1.29 | 1.3 | 92 | 92 | 0.10678 | 0.39322 | $FG$92 | $FG$92 | 248 | 124 | 130.1198 | 0.30203 | 44.9316
130 | 7 | 2.5879 | 1.29 | 0 | 0 | 0.41197 |  | 0 | 0 | 0 | 0 | 0 | 0 | 0 | 0 | 0 | 0 | 0 | 0 | 0 | 0 | 0 | 0 | 0 | 0 | 0 | 0 | 0 | 0 | 0 | 0 | 0 | 0 | 0 | 0 | 0 | 0 | 0 | 0 | 0 | 0 | 0 | 0 | 0 | 0 | 0 | 0 | 0 | 0 | 0 | 0 | 0 | 0 | 0 | 0 | 0 | 0 | 0 | 0 | 0 | 0 | 0 | 0 | 0 | 0 | 0 | 0 | 0 | 0 | 0 | 0 | 0 | 0 | 0 | 0 | 0 | 0 | 0 | 0 | 0 | 0 | 0 | 0 | 0 | 0 | 0 | 0 | 0 | 0 | 0 | 0 | 0 | 0 | 0 | 0 | 0 | 0 | 0 | 0 | 0 | 0 | 0 | 0 | 0 | 0 | 0 | 0 | 0 | 0 | 0 | 0 | 0 | 0 | 0 | 0 | 0 | 0 | 0 | 0 | 0 | 0 | 0 | 0 | 0 | 0 | 0 | 0 | 0 | 0 | 0 | 0 | 0 | 0 | 0 | 0 | 0 | 0 | 0 | 0 | 0 | 0 | 0 | 0 | 0 | 0 | 0 | 0 | 0 | 0 | 0 | 0 | 0 | 0 | 0 | 0 | 0 | 0 | 2.5879 | 156 | 2.5879 | 7 | 1.3 | 1.31 | 92 | 93 | 0.60678 | 0.89322 | $FG$92 | $FG$93 | 437 | 117.7002 | 120.0291 | 0.04608 | 44.6295
131 | 7 | 2.6079 | 1.3 | 0 | 0 | 0.41178 |  | 0 | 0 | 0 | 0 | 0 | 0 | 0 | 0 | 0 | 0 | 0 | 0 | 0 | 0 | 0 | 0 | 0 | 0 | 0 | 0 | 0 | 0 | 0 | 0 | 0 | 0 | 0 | 0 | 0 | 0 | 0 | 0 | 0 | 0 | 0 | 0 | 0 | 0 | 0 | 0 | 0 | 0 | 0 | 0 | 0 | 0 | 0 | 0 | 0 | 0 | 0 | 0 | 0 | 0 | 0 | 0 | 0 | 0 | 0 | 0 | 0 | 0 | 0 | 0 | 0 | 0 | 0 | 0 | 0 | 0 | 0 | 0 | 0 | 0 | 0 | 0 | 0 | 0 | 0 | 0 | 0 | 0 | 0 | 0 | 0 | 0 | 0 | 0 | 0 | 0 | 0 | 0 | 0 | 0 | 0 | 0 | 0 | 0 | 0 | 0 | 0 | 0 | 0 | 0 | 0 | 0 | 0 | 0 | 0 | 0 | 0 | 0 | 0 | 0 | 0 | 0 | 0 | 0 | 0 | 0 | 0 | 0 | 0 | 0 | 0 | 0 | 0 | 0 | 0 | 0 | 0 | 0 | 0 | 0 | 0 | 0 | 0 | 0 | 0 | 0 | 0 | 0 | 0 | 0 | 0 | 0 | 0 | 0 | 0 | 0 | 2.6079 | 157 | 2.6079 | 7 | 1.31 | 1.32 | 93 | 93 | 0.10678 | 0.39322 | $FG$93 | $FG$93 | 189 | 94.5 | 110.4958 | 2.7075 | 44.5835
132 | 9 | 2.6279 | 1.31 | 0 | 0 | 0.41159 |  | 0 | 0 | 0 | 0 | 0 | 0 | 0 | 0 | 0 | 0 | 0 | 0 | 0 | 0 | 0 | 0 | 0 | 0 | 0 | 0 | 0 | 0 | 0 | 0 | 0 | 0 | 0 | 0 | 0 | 0 | 0 | 0 | 0 | 0 | 0 | 0 | 0 | 0 | 0 | 0 | 0 | 0 | 0 | 0 | 0 | 0 | 0 | 0 | 0 | 0 | 0 | 0 | 0 | 0 | 0 | 0 | 0 | 0 | 0 | 0 | 0 | 0 | 0 | 0 | 0 | 0 | 0 | 0 | 0 | 0 | 0 | 0 | 0 | 0 | 0 | 0 | 0 | 0 | 0 | 0 | 0 | 0 | 0 | 0 | 0 | 0 | 0 | 0 | 0 | 0 | 0 | 0 | 0 | 0 | 0 | 0 | 0 | 0 | 0 | 0 | 0 | 0 | 0 | 0 | 0 | 0 | 0 | 0 | 0 | 0 | 0 | 0 | 0 | 0 | 0 | 0 | 0 | 0 | 0 | 0 | 0 | 0 | 0 | 0 | 0 | 0 | 0 | 0 | 0 | 0 | 0 | 0 | 0 | 0 | 0 | 0 | 0 | 0 | 0 | 0 | 0 | 0 | 0 | 0 | 0 | 0 | 0 | 0 | 0 | 0 | 2.6279 | 158 | 2.6279 | 9 | 1.32 | 1.33 | 93 | 94 | 0.60678 | 0.89322 | $FG$93 | $FG$94 | 371 | 93.7526 | 101.5132 | 0.6424 | 41.8759
133 | 9 | 2.6479 | 1.32 | 0 | 0 | 0.41141 |  | 0 | 0 | 0 | 0 | 0 | 0 | 0 | 0 | 0 | 0 | 0 | 0 | 0 | 0 | 0 | 0 | 0 | 0 | 0 | 0 | 0 | 0 | 0 | 0 | 0 | 0 | 0 | 0 | 0 | 0 | 0 | 0 | 0 | 0 | 0 | 0 | 0 | 0 | 0 | 0 | 0 | 0 | 0 | 0 | 0 | 0 | 0 | 0 | 0 | 0 | 0 | 0 | 0 | 0 | 0 | 0 | 0 | 0 | 0 | 0 | 0 | 0 | 0 | 0 | 0 | 0 | 0 | 0 | 0 | 0 | 0 | 0 | 0 | 0 | 0 | 0 | 0 | 0 | 0 | 0 | 0 | 0 | 0 | 0 | 0 | 0 | 0 | 0 | 0 | 0 | 0 | 0 | 0 | 0 | 0 | 0 | 0 | 0 | 0 | 0 | 0 | 0 | 0 | 0 | 0 | 0 | 0 | 0 | 0 | 0 | 0 | 0 | 0 | 0 | 0 | 0 | 0 | 0 | 0 | 0 | 0 | 0 | 0 | 0 | 0 | 0 | 0 | 0 | 0 | 0 | 0 | 0 | 0 | 0 | 0 | 0 | 0 | 0 | 0 | 0 | 0 | 0 | 0 | 0 | 0 | 0 | 0 | 0 | 0 | 0 | 2.6479 | 159 | 2.6479 | 9 | 1.33 | 1.34 | 94 | 94 | 0.10678 | 0.39322 | $FG$94 | $FG$94 | 182 | 91 | 93.0721 | 0.047181 | 41.2335
134 | 8 | 2.6679 | 1.33 | 0 | 0 | 0.41123 |  | 0 | 0 | 0 | 0 | 0 | 0 | 0 | 0 | 0 | 0 | 0 | 0 | 0 | 0 | 0 | 0 | 0 | 0 | 0 | 0 | 0 | 0 | 0 | 0 | 0 | 0 | 0 | 0 | 0 | 0 | 0 | 0 | 0 | 0 | 0 | 0 | 0 | 0 | 0 | 0 | 0 | 0 | 0 | 0 | 0 | 0 | 0 | 0 | 0 | 0 | 0 | 0 | 0 | 0 | 0 | 0 | 0 | 0 | 0 | 0 | 0 | 0 | 0 | 0 | 0 | 0 | 0 | 0 | 0 | 0 | 0 | 0 | 0 | 0 | 0 | 0 | 0 | 0 | 0 | 0 | 0 | 0 | 0 | 0 | 0 | 0 | 0 | 0 | 0 | 0 | 0 | 0 | 0 | 0 | 0 | 0 | 0 | 0 | 0 | 0 | 0 | 0 | 0 | 0 | 0 | 0 | 0 | 0 | 0 | 0 | 0 | 0 | 0 | 0 | 0 | 0 | 0 | 0 | 0 | 0 | 0 | 0 | 0 | 0 | 0 | 0 | 0 | 0 | 0 | 0 | 0 | 0 | 0 | 0 | 0 | 0 | 0 | 0 | 0 | 0 | 0 | 0 | 0 | 0 | 0 | 0 | 0 | 0 | 0 | 0 | 2.6679 | 160 | 2.6679 | 8 | 1.34 | 1.35 | 94 | 95 | 0.60678 | 0.89322 | $FG$94 | $FG$95 | 362 | 90.7864 | 85.1606 | 0.34861 | 41.1863
135 | 7 | 2.6879 | 1.34 | 0 | 0 | 0.41106 |  | 0 | 0 | 0 | 0 | 0 | 0 | 0 | 0 | 0 | 0 | 0 | 0 | 0 | 0 | 0 | 0 | 0 | 0 | 0 | 0 | 0 | 0 | 0 | 0 | 0 | 0 | 0 | 0 | 0 | 0 | 0 | 0 | 0 | 0 | 0 | 0 | 0 | 0 | 0 | 0 | 0 | 0 | 0 | 0 | 0 | 0 | 0 | 0 | 0 | 0 | 0 | 0 | 0 | 0 | 0 | 0 | 0 | 0 | 0 | 0 | 0 | 0 | 0 | 0 | 0 | 0 | 0 | 0 | 0 | 0 | 0 | 0 | 0 | 0 | 0 | 0 | 0 | 0 | 0 | 0 | 0 | 0 | 0 | 0 | 0 | 0 | 0 | 0 | 0 | 0 | 0 | 0 | 0 | 0 | 0 | 0 | 0 | 0 | 0 | 0 | 0 | 0 | 0 | 0 | 0 | 0 | 0 | 0 | 0 | 0 | 0 | 0 | 0 | 0 | 0 | 0 | 0 | 0 | 0 | 0 | 0 | 0 | 0 | 0 | 0 | 0 | 0 | 0 | 0 | 0 | 0 | 0 | 0 | 0 | 0 | 0 | 0 | 0 | 0 | 0 | 0 | 0 | 0 | 0 | 0 | 0 | 0 | 0 | 0 | 0 | 2.6879 | 161 | 2.6879 | 7 | 1.35 | 1.36 | 95 | 95 | 0.10678 | 0.39322 | $FG$95 | $FG$95 | 180 | 90 | 77.7649 | 1.6633 | 40.8377
136 | 9 | 2.7079 | 1.35 | 0 | 0 | 0.41089 |  | 0 | 0 | 0 | 0 | 0 | 0 | 0 | 0 | 0 | 0 | 0 | 0 | 0 | 0 | 0 | 0 | 0 | 0 | 0 | 0 | 0 | 0 | 0 | 0 | 0 | 0 | 0 | 0 | 0 | 0 | 0 | 0 | 0 | 0 | 0 | 0 | 0 | 0 | 0 | 0 | 0 | 0 | 0 | 0 | 0 | 0 | 0 | 0 | 0 | 0 | 0 | 0 | 0 | 0 | 0 | 0 | 0 | 0 | 0 | 0 | 0 | 0 | 0 | 0 | 0 | 0 | 0 | 0 | 0 | 0 | 0 | 0 | 0 | 0 | 0 | 0 | 0 | 0 | 0 | 0 | 0 | 0 | 0 | 0 | 0 | 0 | 0 | 0 | 0 | 0 | 0 | 0 | 0 | 0 | 0 | 0 | 0 | 0 | 0 | 0 | 0 | 0 | 0 | 0 | 0 | 0 | 0 | 0 | 0 | 0 | 0 | 0 | 0 | 0 | 0 | 0 | 0 | 0 | 0 | 0 | 0 | 0 | 0 | 0 | 0 | 0 | 0 | 0 | 0 | 0 | 0 | 0 | 0 | 0 | 0 | 0 | 0 | 0 | 0 | 0 | 0 | 0 | 0 | 0 | 0 | 0 | 0 | 0 | 0 | 0 | 2.7079 | 162 | 2.7079 | 9 | 1.36 | 1.37 | 95 | 96 | 0.60678 | 0.89322 | $FG$95 | $FG$96 | 302 | 83.807 | 70.8689 | 1.9974 | 39.1744
137 | 7 | 2.7279 | 1.36 | 0 | 0 | 0.41072 |  | 0 | 0 | 0 | 0 | 0 | 0 | 0 | 0 | 0 | 0 | 0 | 0 | 0 | 0 | 0 | 0 | 0 | 0 | 0 | 0 | 0 | 0 | 0 | 0 | 0 | 0 | 0 | 0 | 0 | 0 | 0 | 0 | 0 | 0 | 0 | 0 | 0 | 0 | 0 | 0 | 0 | 0 | 0 | 0 | 0 | 0 | 0 | 0 | 0 | 0 | 0 | 0 | 0 | 0 | 0 | 0 | 0 | 0 | 0 | 0 | 0 | 0 | 0 | 0 | 0 | 0 | 0 | 0 | 0 | 0 | 0 | 0 | 0 | 0 | 0 | 0 | 0 | 0 | 0 | 0 | 0 | 0 | 0 | 0 | 0 | 0 | 0 | 0 | 0 | 0 | 0 | 0 | 0 | 0 | 0 | 0 | 0 | 0 | 0 | 0 | 0 | 0 | 0 | 0 | 0 | 0 | 0 | 0 | 0 | 0 | 0 | 0 | 0 | 0 | 0 | 0 | 0 | 0 | 0 | 0 | 0 | 0 | 0 | 0 | 0 | 0 | 0 | 0 | 0 | 0 | 0 | 0 | 0 | 0 | 0 | 0 | 0 | 0 | 0 | 0 | 0 | 0 | 0 | 0 | 0 | 0 | 0 | 0 | 0 | 0 | 2.7279 | 163 | 2.7279 | 7 | 1.37 | 1.38 | 96 | 96 | 0.10678 | 0.39322 | $FG$96 | $FG$96 | 122 | 61 | 64.4554 | 0.19573 | 37.1771
138 | 6 | 2.7479 | 1.37 | 0 | 0 | 0.41056 |  | 0 | 0 | 0 | 0 | 0 | 0 | 0 | 0 | 0 | 0 | 0 | 0 | 0 | 0 | 0 | 0 | 0 | 0 | 0 | 0 | 0 | 0 | 0 | 0 | 0 | 0 | 0 | 0 | 0 | 0 | 0 | 0 | 0 | 0 | 0 | 0 | 0 | 0 | 0 | 0 | 0 | 0 | 0 | 0 | 0 | 0 | 0 | 0 | 0 | 0 | 0 | 0 | 0 | 0 | 0 | 0 | 0 | 0 | 0 | 0 | 0 | 0 | 0 | 0 | 0 | 0 | 0 | 0 | 0 | 0 | 0 | 0 | 0 | 0 | 0 | 0 | 0 | 0 | 0 | 0 | 0 | 0 | 0 | 0 | 0 | 0 | 0 | 0 | 0 | 0 | 0 | 0 | 0 | 0 | 0 | 0 | 0 | 0 | 0 | 0 | 0 | 0 | 0 | 0 | 0 | 0 | 0 | 0 | 0 | 0 | 0 | 0 | 0 | 0 | 0 | 0 | 0 | 0 | 0 | 0 | 0 | 0 | 0 | 0 | 0 | 0 | 0 | 0 | 0 | 0 | 0 | 0 | 0 | 0 | 0 | 0 | 0 | 0 | 0 | 0 | 0 | 0 | 0 | 0 | 0 | 0 | 0 | 0 | 0 | 0 | 2.7479 | 164 | 2.7479 | 6 | 1.38 | 1.39 | 96 | 97 | 0.60678 | 0.89322 | $FG$96 | $FG$97 | 240 | 60.5729 | 58.5055 | 0.070563 | 36.9814
139 | 14 | 2.7679 | 1.38 | 0 | 0 | 0.4104 |  | 0 | 0 | 0 | 0 | 0 | 0 | 0 | 0 | 0 | 0 | 0 | 0 | 0 | 0 | 0 | 0 | 0 | 0 | 0 | 0 | 0 | 0 | 0 | 0 | 0 | 0 | 0 | 0 | 0 | 0 | 0 | 0 | 0 | 0 | 0 | 0 | 0 | 0 | 0 | 0 | 0 | 0 | 0 | 0 | 0 | 0 | 0 | 0 | 0 | 0 | 0 | 0 | 0 | 0 | 0 | 0 | 0 | 0 | 0 | 0 | 0 | 0 | 0 | 0 | 0 | 0 | 0 | 0 | 0 | 0 | 0 | 0 | 0 | 0 | 0 | 0 | 0 | 0 | 0 | 0 | 0 | 0 | 0 | 0 | 0 | 0 | 0 | 0 | 0 | 0 | 0 | 0 | 0 | 0 | 0 | 0 | 0 | 0 | 0 | 0 | 0 | 0 | 0 | 0 | 0 | 0 | 0 | 0 | 0 | 0 | 0 | 0 | 0 | 0 | 0 | 0 | 0 | 0 | 0 | 0 | 0 | 0 | 0 | 0 | 0 | 0 | 0 | 0 | 0 | 0 | 0 | 0 | 0 | 0 | 0 | 0 | 0 | 0 | 0 | 0 | 0 | 0 | 0 | 0 | 0 | 0 | 0 | 0 | 0 | 0 | 2.7679 | 165 | 2.7679 | 14 | 1.39 | 1.4 | 97 | 97 | 0.10678 | 0.39322 | $FG$97 | $FG$97 | 118 | 59 | 52.9994 | 0.61028 | 36.9108
140 | 10 | 2.7879 | 1.39 | 0 | 0 | 0.41025 |  | 0 | 0 | 0 | 0 | 0 | 0 | 0 | 0 | 0 | 0 | 0 | 0 | 0 | 0 | 0 | 0 | 0 | 0 | 0 | 0 | 0 | 0 | 0 | 0 | 0 | 0 | 0 | 0 | 0 | 0 | 0 | 0 | 0 | 0 | 0 | 0 | 0 | 0 | 0 | 0 | 0 | 0 | 0 | 0 | 0 | 0 | 0 | 0 | 0 | 0 | 0 | 0 | 0 | 0 | 0 | 0 | 0 | 0 | 0 | 0 | 0 | 0 | 0 | 0 | 0 | 0 | 0 | 0 | 0 | 0 | 0 | 0 | 0 | 0 | 0 | 0 | 0 | 0 | 0 | 0 | 0 | 0 | 0 | 0 | 0 | 0 | 0 | 0 | 0 | 0 | 0 | 0 | 0 | 0 | 0 | 0 | 0 | 0 | 0 | 0 | 0 | 0 | 0 | 0 | 0 | 0 | 0 | 0 | 0 | 0 | 0 | 0 | 0 | 0 | 0 | 0 | 0 | 0 | 0 | 0 | 0 | 0 | 0 | 0 | 0 | 0 | 0 | 0 | 0 | 0 | 0 | 0 | 0 | 0 | 0 | 0 | 0 | 0 | 0 | 0 | 0 | 0 | 0 | 0 | 0 | 0 | 0 | 0 | 0 | 0 | 2.7879 | 166 | 2.7879 | 10 | 1.4 | 1.41 | 97 | 98 | 0.60678 | 0.89322 | $FG$97 | $FG$98 | 199 | 55.0493 | 47.9167 | 0.92414 | 36.3005
141 | 9 | 2.8079 | 1.4 | 0 | 0 | 0.4101 |  | 0 | 0 | 0 | 0 | 0 | 0 | 0 | 0 | 0 | 0 | 0 | 0 | 0 | 0 | 0 | 0 | 0 | 0 | 0 | 0 | 0 | 0 | 0 | 0 | 0 | 0 | 0 | 0 | 0 | 0 | 0 | 0 | 0 | 0 | 0 | 0 | 0 | 0 | 0 | 0 | 0 | 0 | 0 | 0 | 0 | 0 | 0 | 0 | 0 | 0 | 0 | 0 | 0 | 0 | 0 | 0 | 0 | 0 | 0 | 0 | 0 | 0 | 0 | 0 | 0 | 0 | 0 | 0 | 0 | 0 | 0 | 0 | 0 | 0 | 0 | 0 | 0 | 0 | 0 | 0 | 0 | 0 | 0 | 0 | 0 | 0 | 0 | 0 | 0 | 0 | 0 | 0 | 0 | 0 | 0 | 0 | 0 | 0 | 0 | 0 | 0 | 0 | 0 | 0 | 0 | 0 | 0 | 0 | 0 | 0 | 0 | 0 | 0 | 0 | 0 | 0 | 0 | 0 | 0 | 0 | 0 | 0 | 0 | 0 | 0 | 0 | 0 | 0 | 0 | 0 | 0 | 0 | 0 | 0 | 0 | 0 | 0 | 0 | 0 | 0 | 0 | 0 | 0 | 0 | 0 | 0 | 0 | 0 | 0 | 0 | 2.8079 | 167 | 2.8079 | 9 | 1.41 | 1.42 | 98 | 98 | 0.10678 | 0.39322 | $FG$98 | $FG$98 | 81 | 40.5 | 43.2361 | 0.18484 | 35.3764
142 | 6 | 2.8279 | 1.41 | 0 | 0 | 0.40995 |  | 0 | 0 | 0 | 0 | 0 | 0 | 0 | 0 | 0 | 0 | 0 | 0 | 0 | 0 | 0 | 0 | 0 | 0 | 0 | 0 | 0 | 0 | 0 | 0 | 0 | 0 | 0 | 0 | 0 | 0 | 0 | 0 | 0 | 0 | 0 | 0 | 0 | 0 | 0 | 0 | 0 | 0 | 0 | 0 | 0 | 0 | 0 | 0 | 0 | 0 | 0 | 0 | 0 | 0 | 0 | 0 | 0 | 0 | 0 | 0 | 0 | 0 | 0 | 0 | 0 | 0 | 0 | 0 | 0 | 0 | 0 | 0 | 0 | 0 | 0 | 0 | 0 | 0 | 0 | 0 | 0 | 0 | 0 | 0 | 0 | 0 | 0 | 0 | 0 | 0 | 0 | 0 | 0 | 0 | 0 | 0 | 0 | 0 | 0 | 0 | 0 | 0 | 0 | 0 | 0 | 0 | 0 | 0 | 0 | 0 | 0 | 0 | 0 | 0 | 0 | 0 | 0 | 0 | 0 | 0 | 0 | 0 | 0 | 0 | 0 | 0 | 0 | 0 | 0 | 0 | 0 | 0 | 0 | 0 | 0 | 0 | 0 | 0 | 0 | 0 | 0 | 0 | 0 | 0 | 0 | 0 | 0 | 0 | 0 | 0 | 2.8279 | 168 | 2.8279 | 6 | 1.42 | 1.43 | 98 | 99 | 0.60678 | 0.89322 | $FG$98 | $FG$99 | 157 | 39.9661 | 38.9362 | 0.026538 | 35.1915
143 | 6 | 2.8479 | 1.42 | 0 | 0 | 0.4098 |  | 0 | 0 | 0 | 0 | 0 | 0 | 0 | 0 | 0 | 0 | 0 | 0 | 0 | 0 | 0 | 0 | 0 | 0 | 0 | 0 | 0 | 0 | 0 | 0 | 0 | 0 | 0 | 0 | 0 | 0 | 0 | 0 | 0 | 0 | 0 | 0 | 0 | 0 | 0 | 0 | 0 | 0 | 0 | 0 | 0 | 0 | 0 | 0 | 0 | 0 | 0 | 0 | 0 | 0 | 0 | 0 | 0 | 0 | 0 | 0 | 0 | 0 | 0 | 0 | 0 | 0 | 0 | 0 | 0 | 0 | 0 | 0 | 0 | 0 | 0 | 0 | 0 | 0 | 0 | 0 | 0 | 0 | 0 | 0 | 0 | 0 | 0 | 0 | 0 | 0 | 0 | 0 | 0 | 0 | 0 | 0 | 0 | 0 | 0 | 0 | 0 | 0 | 0 | 0 | 0 | 0 | 0 | 0 | 0 | 0 | 0 | 0 | 0 | 0 | 0 | 0 | 0 | 0 | 0 | 0 | 0 | 0 | 0 | 0 | 0 | 0 | 0 | 0 | 0 | 0 | 0 | 0 | 0 | 0 | 0 | 0 | 0 | 0 | 0 | 0 | 0 | 0 | 0 | 0 | 0 | 0 | 0 | 0 | 0 | 0 | 2.8479 | 169 | 2.8479 | 6 | 1.43 | 1.44 | 99 | 99 | 0.10678 | 0.39322 | $FG$99 | $FG$99 | 76 | 38 | 34.9956 | 0.23753 | 35.165
144 | 18 | 2.8679 | 1.43 | 0 | 0 | 0.40966 |  | 0 | 0 | 0 | 0 | 0 | 0 | 0 | 0 | 0 | 0 | 0 | 0 | 0 | 0 | 0 | 0 | 0 | 0 | 0 | 0 | 0 | 0 | 0 | 0 | 0 | 0 | 0 | 0 | 0 | 0 | 0 | 0 | 0 | 0 | 0 | 0 | 0 | 0 | 0 | 0 | 0 | 0 | 0 | 0 | 0 | 0 | 0 | 0 | 0 | 0 | 0 | 0 | 0 | 0 | 0 | 0 | 0 | 0 | 0 | 0 | 0 | 0 | 0 | 0 | 0 | 0 | 0 | 0 | 0 | 0 | 0 | 0 | 0 | 0 | 0 | 0 | 0 | 0 | 0 | 0 | 0 | 0 | 0 | 0 | 0 | 0 | 0 | 0 | 0 | 0 | 0 | 0 | 0 | 0 | 0 | 0 | 0 | 0 | 0 | 0 | 0 | 0 | 0 | 0 | 0 | 0 | 0 | 0 | 0 | 0 | 0 | 0 | 0 | 0 | 0 | 0 | 0 | 0 | 0 | 0 | 0 | 0 | 0 | 0 | 0 | 0 | 0 | 0 | 0 | 0 | 0 | 0 | 0 | 0 | 0 | 0 | 0 | 0 | 0 | 0 | 0 | 0 | 0 | 0 | 0 | 0 | 0 | 0 | 0 | 0 | 2.8679 | 170 | 2.8679 | 18 | 1.44 | 1.45 | 99 | 100 | 0.60678 | 0.89322 | $FG$99 | $FG$100 | 154 | 38.2136 | 31.3927 | 1.2174 | 34.9275
145 | 10 | 2.8879 | 1.44 | 0 | 0 | 0.40952 |  | 0 | 0 | 0 | 0 | 0 | 0 | 0 | 0 | 0 | 0 | 0 | 0 | 0 | 0 | 0 | 0 | 0 | 0 | 0 | 0 | 0 | 0 | 0 | 0 | 0 | 0 | 0 | 0 | 0 | 0 | 0 | 0 | 0 | 0 | 0 | 0 | 0 | 0 | 0 | 0 | 0 | 0 | 0 | 0 | 0 | 0 | 0 | 0 | 0 | 0 | 0 | 0 | 0 | 0 | 0 | 0 | 0 | 0 | 0 | 0 | 0 | 0 | 0 | 0 | 0 | 0 | 0 | 0 | 0 | 0 | 0 | 0 | 0 | 0 | 0 | 0 | 0 | 0 | 0 | 0 | 0 | 0 | 0 | 0 | 0 | 0 | 0 | 0 | 0 | 0 | 0 | 0 | 0 | 0 | 0 | 0 | 0 | 0 | 0 | 0 | 0 | 0 | 0 | 0 | 0 | 0 | 0 | 0 | 0 | 0 | 0 | 0 | 0 | 0 | 0 | 0 | 0 | 0 | 0 | 0 | 0 | 0 | 0 | 0 | 0 | 0 | 0 | 0 | 0 | 0 | 0 | 0 | 0 | 0 | 0 | 0 | 0 | 0 | 0 | 0 | 0 | 0 | 0 | 0 | 0 | 0 | 0 | 0 | 0 | 0 | 2.8879 | 171 | 2.8879 | 10 | 1.45 | 1.46 | 100 | 100 | 0.10678 | 0.39322 | $FG$100 | $FG$100 | 78 | 39 | 28.1062 | 3.0428 | 33.71
146 | 10 | 2.9079 | 1.45 | 0 | 0 | 0.40938 |  | 0 | 0 | 0 | 0 | 0 | 0 | 0 | 0 | 0 | 0 | 0 | 0 | 0 | 0 | 0 | 0 | 0 | 0 | 0 | 0 | 0 | 0 | 0 | 0 | 0 | 0 | 0 | 0 | 0 | 0 | 0 | 0 | 0 | 0 | 0 | 0 | 0 | 0 | 0 | 0 | 0 | 0 | 0 | 0 | 0 | 0 | 0 | 0 | 0 | 0 | 0 | 0 | 0 | 0 | 0 | 0 | 0 | 0 | 0 | 0 | 0 | 0 | 0 | 0 | 0 | 0 | 0 | 0 | 0 | 0 | 0 | 0 | 0 | 0 | 0 | 0 | 0 | 0 | 0 | 0 | 0 | 0 | 0 | 0 | 0 | 0 | 0 | 0 | 0 | 0 | 0 | 0 | 0 | 0 | 0 | 0 | 0 | 0 | 0 | 0 | 0 | 0 | 0 | 0 | 0 | 0 | 0 | 0 | 0 | 0 | 0 | 0 | 0 | 0 | 0 | 0 | 0 | 0 | 0 | 0 | 0 | 0 | 0 | 0 | 0 | 0 | 0 | 0 | 0 | 0 | 0 | 0 | 0 | 0 | 0 | 0 | 0 | 0 | 0 | 0 | 0 | 0 | 0 | 0 | 0 | 0 | 0 | 0 | 0 | 0 | 2.9079 | 172 | 2.9079 | 10 | 1.46 | 1.47 | 100 | 101 | 0.60678 | 0.89322 | $FG$100 | $FG$101 | 130 | 36.2238 | 25.1154 | 3.4064 | 30.6672
147 | 13 | 2.9279 | 1.46 | 0 | 0 | 0.40924 |  | 0 | 0 | 0 | 0 | 0 | 0 | 0 | 0 | 0 | 0 | 0 | 0 | 0 | 0 | 0 | 0 | 0 | 0 | 0 | 0 | 0 | 0 | 0 | 0 | 0 | 0 | 0 | 0 | 0 | 0 | 0 | 0 | 0 | 0 | 0 | 0 | 0 | 0 | 0 | 0 | 0 | 0 | 0 | 0 | 0 | 0 | 0 | 0 | 0 | 0 | 0 | 0 | 0 | 0 | 0 | 0 | 0 | 0 | 0 | 0 | 0 | 0 | 0 | 0 | 0 | 0 | 0 | 0 | 0 | 0 | 0 | 0 | 0 | 0 | 0 | 0 | 0 | 0 | 0 | 0 | 0 | 0 | 0 | 0 | 0 | 0 | 0 | 0 | 0 | 0 | 0 | 0 | 0 | 0 | 0 | 0 | 0 | 0 | 0 | 0 | 0 | 0 | 0 | 0 | 0 | 0 | 0 | 0 | 0 | 0 | 0 | 0 | 0 | 0 | 0 | 0 | 0 | 0 | 0 | 0 | 0 | 0 | 0 | 0 | 0 | 0 | 0 | 0 | 0 | 0 | 0 | 0 | 0 | 0 | 0 | 0 | 0 | 0 | 0 | 0 | 0 | 0 | 0 | 0 | 0 | 0 | 0 | 0 | 0 | 0 | 2.9279 | 173 | 2.9279 | 13 | 1.47 | 1.48 | 101 | 101 | 0.10678 | 0.39322 | $FG$101 | $FG$101 | 52 | 26 | 22.3999 | 0.49848 | 27.2608
148 | 9 | 2.9479 | 1.47 | 0 | 0 | 0.40911 |  | 0 | 0 | 0 | 0 | 0 | 0 | 0 | 0 | 0 | 0 | 0 | 0 | 0 | 0 | 0 | 0 | 0 | 0 | 0 | 0 | 0 | 0 | 0 | 0 | 0 | 0 | 0 | 0 | 0 | 0 | 0 | 0 | 0 | 0 | 0 | 0 | 0 | 0 | 0 | 0 | 0 | 0 | 0 | 0 | 0 | 0 | 0 | 0 | 0 | 0 | 0 | 0 | 0 | 0 | 0 | 0 | 0 | 0 | 0 | 0 | 0 | 0 | 0 | 0 | 0 | 0 | 0 | 0 | 0 | 0 | 0 | 0 | 0 | 0 | 0 | 0 | 0 | 0 | 0 | 0 | 0 | 0 | 0 | 0 | 0 | 0 | 0 | 0 | 0 | 0 | 0 | 0 | 0 | 0 | 0 | 0 | 0 | 0 | 0 | 0 | 0 | 0 | 0 | 0 | 0 | 0 | 0 | 0 | 0 | 0 | 0 | 0 | 0 | 0 | 0 | 0 | 0 | 0 | 0 | 0 | 0 | 0 | 0 | 0 | 0 | 0 | 0 | 0 | 0 | 0 | 0 | 0 | 0 | 0 | 0 | 0 | 0 | 0 | 0 | 0 | 0 | 0 | 0 | 0 | 0 | 0 | 0 | 0 | 0 | 0 | 2.9479 | 174 | 2.9479 | 9 | 1.48 | 1.49 | 101 | 102 | 0.60678 | 0.89322 | $FG$101 | $FG$102 | 99 | 25.4661 | 19.9398 | 1.1992 | 26.7623
149 | 8 | 2.9679 | 1.48 | 0 | 0 | 0.40898 |  | 0 | 0 | 0 | 0 | 0 | 0 | 0 | 0 | 0 | 0 | 0 | 0 | 0 | 0 | 0 | 0 | 0 | 0 | 0 | 0 | 0 | 0 | 0 | 0 | 0 | 0 | 0 | 0 | 0 | 0 | 0 | 0 | 0 | 0 | 0 | 0 | 0 | 0 | 0 | 0 | 0 | 0 | 0 | 0 | 0 | 0 | 0 | 0 | 0 | 0 | 0 | 0 | 0 | 0 | 0 | 0 | 0 | 0 | 0 | 0 | 0 | 0 | 0 | 0 | 0 | 0 | 0 | 0 | 0 | 0 | 0 | 0 | 0 | 0 | 0 | 0 | 0 | 0 | 0 | 0 | 0 | 0 | 0 | 0 | 0 | 0 | 0 | 0 | 0 | 0 | 0 | 0 | 0 | 0 | 0 | 0 | 0 | 0 | 0 | 0 | 0 | 0 | 0 | 0 | 0 | 0 | 0 | 0 | 0 | 0 | 0 | 0 | 0 | 0 | 0 | 0 | 0 | 0 | 0 | 0 | 0 | 0 | 0 | 0 | 0 | 0 | 0 | 0 | 0 | 0 | 0 | 0 | 0 | 0 | 0 | 0 | 0 | 0 | 0 | 0 | 0 | 0 | 0 | 0 | 0 | 0 | 0 | 0 | 0 | 0 | 2.9679 | 175 | 2.9679 | 8 | 1.49 | 1.5 | 102 | 102 | 0.10678 | 0.39322 | $FG$102 | $FG$102 | 47 | 23.5 | 17.7162 | 1.4234 | 25.5631
150 | 12 | 2.9879 | 1.49 | 0 | 0 | 0.40886 |  | 0 | 0 | 0 | 0 | 0 | 0 | 0 | 0 | 0 | 0 | 0 | 0 | 0 | 0 | 0 | 0 | 0 | 0 | 0 | 0 | 0 | 0 | 0 | 0 | 0 | 0 | 0 | 0 | 0 | 0 | 0 | 0 | 0 | 0 | 0 | 0 | 0 | 0 | 0 | 0 | 0 | 0 | 0 | 0 | 0 | 0 | 0 | 0 | 0 | 0 | 0 | 0 | 0 | 0 | 0 | 0 | 0 | 0 | 0 | 0 | 0 | 0 | 0 | 0 | 0 | 0 | 0 | 0 | 0 | 0 | 0 | 0 | 0 | 0 | 0 | 0 | 0 | 0 | 0 | 0 | 0 | 0 | 0 | 0 | 0 | 0 | 0 | 0 | 0 | 0 | 0 | 0 | 0 | 0 | 0 | 0 | 0 | 0 | 0 | 0 | 0 | 0 | 0 | 0 | 0 | 0 | 0 | 0 | 0 | 0 | 0 | 0 | 0 | 0 | 0 | 0 | 0 | 0 | 0 | 0 | 0 | 0 | 0 | 0 | 0 | 0 | 0 | 0 | 0 | 0 | 0 | 0 | 0 | 0 | 0 | 0 | 0 | 0 | 0 | 0 | 0 | 0 | 0 | 0 | 0 | 0 | 0 | 0 | 0 | 0 | 2.9879 | 176 | 2.9879 | 12 | 1.5 | 1.51 | 102 | 103 | 0.60678 | 0.89322 | $FG$102 | $FG$103 | 100 | 24.1407 | 0 | 24.1397 | 24.1397
151 | 14 | 3.0079 | 1.5 | 0 | 0 | 0.40873 |  | 0 | 0 | 0 | 0 | 0 | 0 | 0 | 0 | 0 | 0 | 0 | 0 | 0 | 0 | 0 | 0 | 0 | 0 | 0 | 0 | 0 | 0 | 0 | 0 | 0 | 0 | 0 | 0 | 0 | 0 | 0 | 0 | 0 | 0 | 0 | 0 | 0 | 0 | 0 | 0 | 0 | 0 | 0 | 0 | 0 | 0 | 0 | 0 | 0 | 0 | 0 | 0 | 0 | 0 | 0 | 0 | 0 | 0 | 0 | 0 | 0 | 0 | 0 | 0 | 0 | 0 | 0 | 0 | 0 | 0 | 0 | 0 | 0 | 0 | 0 | 0 | 0 | 0 | 0 | 0 | 0 | 0 | 0 | 0 | 0 | 0 | 0 | 0 | 0 | 0 | 0 | 0 | 0 | 0 | 0 | 0 | 0 | 0 | 0 | 0 | 0 | 0 | 0 | 0 | 0 | 0 | 0 | 0 | 0 | 0 | 0 | 0 | 0 | 0 | 0 | 0 | 0 | 0 | 0 | 0 | 0 | 0 | 0 | 0 | 0 | 0 | 0 | 0 | 0 | 0 | 0 | 0 | 0 | 0 | 0 | 0 | 0 | 0 | 0 | 0 | 0 | 0 | 0 | 0 | 0 | 0 | 0 | 0 | 0 | 0 | 3.0079 | 177 | 3.0079 | 14
152 | 12 | 3.0279 | [155 empty] | 3.0279 | 178 | 3.0279 | 12
153 | 13 | 3.0479 | [5 empty] | 0.01 | 0.02 | 0.03 | 0.04 | 0.05 | 0.06 | 0.07 | 0.08 | 0.09 | 0.1 | 0.11 | 0.12 | 0.13 | 0.14 | 0.15 | 0.16 | 0.17 | 0.18 | 0.19 | 0.2 | 0.21 | 0.22 | 0.23 | 0.24 | 0.25 | 0.26 | 0.27 | 0.28 | 0.29 | 0.3 | 0.31 | 0.32 | 0.33 | 0.34 | 0.35 | 0.36 | 0.37 | 0.38 | 0.39 | 0.4 | 0.41 | 0.42 | 0.43 | 0.44 | 0.45 | 0.46 | 0.47 | 0.48 | 0.49 | 0.5 | 0.51 | 0.52 | 0.53 | 0.54 | 0.55 | 0.56 | 0.57 | 0.58 | 0.59 | 0.6 | 0.61 | 0.62 | 0.63 | 0.64 | 0.65 | 0.66 | 0.67 | 0.68 | 0.69 | 0.7 | 0.71 | 0.72 | 0.73 | 0.74 | 0.75 | 0.76 | 0.77 | 0.78 | 0.79 | 0.8 | 0.81 | 0.82 | 0.83 | 0.84 | 0.85 | 0.86 | 0.87 | 0.88 | 0.89 | 0.9 | 0.91 | 0.92 | 0.93 | 0.94 | 0.95 | 0.96 | 0.97 | 0.98 | 0.99 | 1 | 1.01 | 1.02 | 1.03 | 1.04 | 1.05 | 1.06 | 1.07 | 1.08 | 1.09 | 1.1 | 1.11 | 1.12 | 1.13 | 1.14 | 1.15 | 1.16 | 1.17 | 1.18 | 1.19 | 1.2 | 1.21 | 1.22 | 1.23 | 1.24 | 1.25 | 1.26 | 1.27 | 1.28 | 1.29 | 1.3 | 1.31 | 1.32 | 1.33 | 1.34 | 1.35 | 1.36 | 1.37 | 1.38 | 1.39 | 1.4 | 1.41 | 1.42 | 1.43 | 1.44 | 1.45 | 1.46 | 1.47 | 1.48 | 1.49 | 1.5 | 3.0479 | 179 | 3.0479 | 13
154 | 10 | 3.0679 | [5 empty] | 1360.0311 | 577.1642 | 761.1613 | 979.6591 | 1231.3643 | 1512.6637 | 1817.6742 | 2138.5899 | 2466.3023 | 2791.2134 | 3104.1241 | 3397.0596 | 3663.9045 | 3900.7583 | 4105.9738 | 4279.8989 | 4424.3913 | 4542.2067 | 4636.3682 | 4709.6119 | 4763.9779 | 4800.5812 | 4819.5655 | 4820.2154 | 4801.1899 | 4760.8276 | 4697.4798 | 4609.8277 | 4497.1529 | 4359.5372 | 4197.9779 | 4014.4149 | 3811.6722 | 3593.3272 | 3363.5209 | 3126.7336 | 2887.5436 | 2650.3945 | 2419.3856 | 2198.1041 | 1989.5045 | 1795.8415 | 1618.654 | 1458.793 | 1316.4866 | 1191.4297 | 1082.8879 | 989.8057 | 910.9107 | 844.8073 | 790.0562 | 745.2376 | 708.9987 | 680.0857 | 657.3632 | 639.823 | 626.5848 | 616.8911 | 610.0983 | 605.6655 | 603.1425 | 602.1577 | 602.4061 | 603.6386 | 605.6521 | 608.2807 | 611.3885 | 614.863 | 618.6097 | 622.5476 | 626.6061 | 630.7215 | 634.8352 | 638.8919 | 642.8385 | 646.6228 | 650.1937 | 653.5 | 656.4912 | 659.1169 | 661.327 | 663.0726 | 664.3057 | 664.9797 | 665.0502 | 664.4751 | 663.2154 | 661.2352 | 658.5028 | 654.9904 | 650.6753 | 645.5396 | 639.5708 | 632.7622 | 625.1126 | 616.6271 | 607.3165 | 597.1979 | 586.2941 | 574.6337 | 562.2508 | 549.1848 | 535.4799 | 521.1846 | 506.3516 | 491.0369 | 475.2994 | 459.2004 | 442.8029 | 426.1707 | 409.3686 | 392.4608 | 375.5112 | 358.5821 | 341.7342 | 325.0259 | 308.5128 | 292.2474 | 276.2786 | 260.6516 | 245.4077 | 230.5838 | 216.2126 | 202.3224 | 188.9371 | 176.0762 | 163.7548 | 151.9842 | 140.7715 | 130.1198 | 120.0291 | 110.4958 | 101.5132 | 93.0721 | 85.1606 | 77.7649 | 70.8689 | 64.4554 | 58.5055 | 52.9994 | 47.9167 | 43.2361 | 38.9362 | 34.9956 | 31.3927 | 28.1062 | 25.1154 | 22.3999 | 19.9398 | 17.7162 | 3.0679 | 180 | 3.0679 | 10
155 | 10 | 3.0879 | [155 empty] | 3.0879 | 181 | 3.0879 | 10
156 | 12 | 3.1079 | [155 empty] | 3.1079 | 182 | 3.1079 | 12
157 | 7 | 3.1279 | [155 empty] | 3.1279 | 183 | 3.1279 | 7
158 | 4 | 3.1479 | [155 empty] | 3.1479 | 184 | 3.1479 | 4
159 | 10 | 3.1679 | [155 empty] | 3.1679 | 185 | 3.1679 | 10
160 | 11 | 3.1879 | [155 empty] | 3.1879 | 186 | 3.1879 | 11
161 | 7 | 3.2079 | [155 empty] | 3.2079 | 187 | 3.2079 | 7
162 | 9 | 3.2279 | [155 empty] | 3.2279 | 188 | 3.2279 | 9
163 | 13 | 3.2479 | [155 empty] | 3.2479 | 189 | 3.2479 | 13
164 | 15 | 3.2679 | [155 empty] | 3.2679 | 190 | 3.2679 | 15
165 | 9 | 3.2879 | [155 empty] | 3.2879 | 191 | 3.2879 | 9
166 | 9 | 3.3079 | [155 empty] | 3.3079 | 192 | 3.3079 | 9
167 | 10 | 3.3279 | [155 empty] | 3.3279 | 193 | 3.3279 | 10
168 | 10 | 3.3479 | [155 empty] | 3.3479 | 194 | 3.3479 | 10
169 | 7 | 3.3679 | [155 empty] | 3.3679 | 195 | 3.3679 | 7
170 | 10 | 3.3879 | [155 empty] | 3.3879 | 196 | 3.3879 | 10
171 | 11 | 3.4079 | [155 empty] | 3.4079 | 197 | 3.4079 | 11
172 | 8 | 3.4279 | [155 empty] | 3.4279 | 198 | 3.4279 | 8
173 | 5 | 3.4479 | [155 empty] | 3.4479 | 199 | 3.4479 | 5
174 | 7 | 3.4679 | [155 empty] | 3.4679 | 200 | 3.4679 | 7
175 | 6 | 3.4879 | [155 empty] | 3.4879 | 201 | 3.4879 | 6
176 | 12 | 3.5079 | [155 empty] | 3.5079 | 202 | 3.5079 | 12
177 | 5 | 3.5279 | [155 empty] | 3.5279 | 203 | 3.5279 | 5
178 | 9 | 3.5479 | [155 empty] | 3.5479 | 204 | 3.5479 | 9
179 | 5 | 3.5679 | [155 empty] | 3.5679 | 205 | 3.5679 | 5
180 | 9 | 3.5879 | [155 empty] | 3.5879 | 206 | 3.5879 | 9
181 | 6 | 3.6079 | [155 empty] | 3.6079 | 207 | 3.6079 | 6
182 | 6 | 3.6279 | [155 empty] | 3.6279 | 208 | 3.6279 | 6
183 | 7 | 3.6479 | [155 empty] | 3.6479 | 209 | 3.6479 | 7
184 | 5 | 3.6679 | [155 empty] | 3.6679 | 210 | 3.6679 | 5
185 | 4 | 3.6879 | [155 empty] | 3.6879 | 211 | 3.6879 | 4
186 | 7 | 3.7079 | [155 empty] | 3.7079 | 212 | 3.7079 | 7
187 | 6 | 3.7279 | [155 empty] | 3.7279 | 213 | 3.7279 | 6
188 | 4 | 3.7479 | [155 empty] | 3.7479 | 214 | 3.7479 | 4
189 | 2 | 3.7679 | [155 empty] | 3.7679 | 215 | 3.7679 | 2
190 | 5 | 3.7879 | [155 empty] | 3.7879 | 216 | 3.7879 | 5
191 | 4 | 3.8079 | [155 empty] | 3.8079 | 217 | 3.8079 | 4
192 | 5 | 3.8279 | [155 empty] | 3.8279 | 218 | 3.8279 | 5
193 | 4 | 3.8479 | [155 empty] | 3.8479 | 219 | 3.8479 | 4
194 | 5 | 3.8679 | [155 empty] | 3.8679 | 220 | 3.8679 | 5
195 | 5 | 3.8879 | [155 empty] | 3.8879 | 221 | 3.8879 | 5
196 | 8 | 3.9079 | [155 empty] | 3.9079 | 222 | 3.9079 | 8
197 | 6 | 3.9279 | [155 empty] | 3.9279 | 223 | 3.9279 | 6
198 | 4 | 3.9479 | [155 empty] | 3.9479 | 224 | 3.9479 | 4
199 | 5 | 3.9679 | [155 empty] | 3.9679 | 225 | 3.9679 | 5
200 | 6 | 3.9879 | [155 empty] | 3.9879 | 226 | 3.9879 | 6
201 | 2 | 4.0079 | [155 empty] | 4.0079 | 227 | 4.0079 | 2
202 | 3 | 4.0279 | [155 empty] | 4.0279 | 228 | 4.0279 | 3
203 | 7 | 4.0479 | [155 empty] | 4.0479 | 229 | 4.0479 | 7
204 | 4 | 4.0679 | [155 empty] | 4.0679 | 230 | 4.0679 | 4
205 | 6 | 4.0879 | [155 empty] | 4.0879 | 231 | 4.0879 | 6
206 | 6 | 4.1079 | [155 empty] | 4.1079 | 232 | 4.1079 | 6
207 | 3 | 4.1279 | [155 empty] | 4.1279 | 233 | 4.1279 | 3
208 | 7 | 4.1479 | [155 empty] | 4.1479 | 234 | 4.1479 | 7
209 | 2 | 4.1679 | [155 empty] | 4.1679 | 235 | 4.1679 | 2
210 | 5 | 4.1879 | [155 empty] | 4.1879 | 236 | 4.1879 | 5
211 | 3 | 4.2079 | [155 empty] | 4.2079 | 237 | 4.2079 | 3
212 | 2 | 4.2279 | [155 empty] | 4.2279 | 238 | 4.2279 | 2
213 | 1 | 4.2479 | [155 empty] | 4.2479 | 239 | 4.2479 | 1
214 | 1 | 4.2679 | [155 empty] | 4.2679 | 240 | 4.2679 | 1
215 | 3 | 4.2879 | [155 empty] | 4.2879 | 241 | 4.2879 | 3
216 | 1 | 4.3079 | [155 empty] | 4.3079 | 242 | 4.3079 | 1
217 | 0 | 4.3279 | [155 empty] | 4.3279 | 243 | 4.3279 | 0
218 | 0 | 4.3479 | [155 empty] | 4.3479 | 244 | 4.3479 | 0
219 | 0 | 4.3679 | [155 empty] | 4.3679 | 245 | 4.3679 | 0
220 | 0 | 4.3879 | [155 empty] | 4.3879 | 246 | 4.3879 | 0
221 | 0 | 4.4079 | [155 empty] | 4.4079 | 247 | 4.4079 | 0
222 | 0 | 4.4279 | [155 empty] | 4.4279 | 248 | 4.4279 | 0
223 | 0 | 4.4479 | [155 empty] | 4.4479 | 249 | 4.4479 | 0
224 | 0 | 4.4679 | [155 empty] | 4.4679 | 250 | 4.4679 | 0
225 | 0 | 4.4879 | [155 empty] | 4.4879 | 251 | 4.4879 | 0
226 | 0 | 4.5079 | [155 empty] | 4.5079 | 252 | 4.5079 | 0
227 | 0 | 4.5279 | [155 empty] | 4.5279 | 253 | 4.5279 | 0
228 | 0 | 4.5479 | [155 empty] | 4.5479 | 254 | 4.5479 | 0
229 | 0 | 4.5679 | [155 empty] | 4.5679 | 255 | 4.5679 | 0
230 | 0 | 4.5879 | [155 empty] | 4.5879 | 256 | 4.5879 | 0
231 | 0 | 4.6079 | [155 empty] | 4.6079 | 257 | 4.6079 | 0
232 | 0 | 4.6279 | [155 empty] | 4.6279 | 258 | 4.6279 | 0
233 | 0 | 4.6479 | [155 empty] | 4.6479 | 259 | 4.6479 | 0
234 | 0 | 4.6679 | [155 empty] | 4.6679 | 260 | 4.6679 | 0
235 | 0 | 4.6879 | [155 empty] | 4.6879 | 261 | 4.6879 | 0
236 | 0 | 4.7079 | [155 empty] | 4.7079 | 262 | 4.7079 | 0
237 | 0 | 4.7279 | [155 empty] | 4.7279 | 263 | 4.7279 | 0
238 | 0 | 4.7479 | [155 empty] | 4.7479 | 264 | 4.7479 | 0
239 | 0 | 4.7679 | [155 empty] | 4.7679 | 265 | 4.7679 | 0
240 | 0 | 4.7879 | [155 empty] | 4.7879 | 266 | 4.7879 | 0
241 | 0 | 4.8079 | [155 empty] | 4.8079 | 267 | 4.8079 | 0
242 | 0 | 4.8279 | [155 empty] | 4.8279 | 268 | 4.8279 | 0
243 | 0 | 4.8479 | [155 empty] | 4.8479 | 269 | 4.8479 | 0
244 | 0 | 4.8679 | [155 empty] | 4.8679 | 270 | 4.8679 | 0
245 | 0 | 4.8879 | [155 empty] | 4.8879 | 271 | 4.8879 | 0
246 | 0 | 4.9079 | [155 empty] | 4.9079 | 272 | 4.9079 | 0
247 | 0 | 4.9279 | [155 empty] | 4.9279 | 273 | 4.9279 | 0
248 | 0 | 4.9479 | [155 empty] | 4.9479 | 274 | 4.9479 | 0
249 | 0 | 4.9679 | [155 empty] | 4.9679 | 275 | 4.9679 | 0
250 | 0 | 4.9879 | [155 empty] | 4.9879 | 276 | 4.9879 | 0
251 | 0 | 5.0079 | [155 empty] | 5.0079 | 277 | 5.0079 | 0
252 | 0 | 5.0279 | [155 empty] | 5.0279 | 278 | 5.0279 | 0
253 | 0 | 5.0479 | [155 empty] | 5.0479 | 279 | 5.0479 | 0
254 | 0 | 5.0679 | [155 empty] | 5.0679 | 280 | 5.0679 | 0
255 | 0 | 5.0879 | [155 empty] | 5.0879 | 281 | 5.0879 | 0
256 | 0 | 5.1079 | [155 empty] | 5.1079 | 282 | 5.1079 | 0
257 | 0 | 5.1279 | [155 empty] | 5.1279 | 283 | 5.1279 | 0
258 | 0 | 5.1479 | [155 empty] | 5.1479 | 284 | 5.1479 | 0
259 | 0 | 5.1679 | [155 empty] | 5.1679 | 285 | 5.1679 | 0
260 | 0 | 5.1879 | [155 empty] | 5.1879 | 286 | 5.1879 | 0
261 | 0 | 5.2079 | [155 empty] | 5.2079 | 287 | 5.2079 | 0
262 | 0 | 5.2279 | [155 empty] | 5.2279 | 288 | 5.2279 | 0
263 | 0 | 5.2479 | [155 empty] | 5.2479 | 289 | 5.2479 | 0
264 | 0 | 5.2679 | [155 empty] | 5.2679 | 290 | 5.2679 | 0
265 | 0 | 5.2879 | [155 empty] | 5.2879 | 291 | 5.2879 | 0
266 | 0 | 5.3079 | [155 empty] | 5.3079 | 292 | 5.3079 | 0
267 | 0 | 5.3279 | [155 empty] | 5.3279 | 293 | 5.3279 | 0
268 | 0 | 5.3479 | [155 empty] | 5.3479 | 294 | 5.3479 | 0
269 | 0 | 5.3679 | [155 empty] | 5.3679 | 295 | 5.3679 | 0
270 | 0 | 5.3879 | [155 empty] | 5.3879 | 296 | 5.3879 | 0
271 | 0 | 5.4079 | [155 empty] | 5.4079 | 297 | 5.4079 | 0
272 | 0 | 5.4279 | [155 empty] | 5.4279 | 298 | 5.4279 | 0
273 | 0 | 5.4479 | [155 empty] | 5.4479 | 299 | 5.4479 | 0
274 | 0 | 5.4679 | [155 empty] | 5.4679 | 300 | 5.4679 | 0
275 | 0 | 5.4879 | [155 empty] | 5.4879 | 301 | 5.4879 | 0
276 | 0 | 5.5079 | [155 empty] | 5.5079 | 302 | 5.5079 | 0
277 | 0 | 5.5279 | [155 empty] | 5.5279 | 303 | 5.5279 | 0
278 | 0 | 5.5479 | [155 empty] | 5.5479 | 304 | 5.5479 | 0
279 | 0 | 5.5679 | [155 empty] | 5.5679 | 305 | 5.5679 | 0
280 | 0 | 5.5879 | [155 empty] | 5.5879 | 306 | 5.5879 | 0
281 | 0 | 5.6079 | [155 empty] | 5.6079 | 307 | 5.6079 | 0
282 | 0 | 5.6279 | [155 empty] | 5.6279 | 308 | 5.6279 | 0
283 | 0 | 5.6479 | [155 empty] | 5.6479 | 309 | 5.6479 | 0
284 | 0 | 5.6679 | [155 empty] | 5.6679 | 310 | 5.6679 | 0
285 | 0 | 5.6879 | [155 empty] | 5.6879 | 311 | 5.6879 | 0
286 | 0 | 5.7079 | [155 empty] | 5.7079 | 312 | 5.7079 | 0
287 | 0 | 5.7279 | [155 empty] | 5.7279 | 313 | 5.7279 | 0
288 | 0 | 5.7479 | [155 empty] | 5.7479 | 314 | 5.7479 | 0
289 | 0 | 5.7679 | [155 empty] | 5.7679 | 315 | 5.7679 | 0
290 | 0 | 5.7879 | [155 empty] | 5.7879 | 316 | 5.7879 | 0
291 | 0 | 5.8079 | [155 empty] | 5.8079 | 317 | 5.8079 | 0
292 | 0 | 5.8279 | [155 empty] | 5.8279 | 318 | 5.8279 | 0
293 | 0 | 5.8479 | [155 empty] | 5.8479 | 319 | 5.8479 | 0
294 | 0 | 5.8679 | [155 empty] | 5.8679 | 320 | 5.8679 | 0
295 | 0 | 5.8879 | [155 empty] | 5.8879 | 321 | 5.8879 | 0
296 | 0 | 5.9079 | [155 empty] | 5.9079 | 322 | 5.9079 | 0
297 | 0 | 5.9279 | [155 empty] | 5.9279 | 323 | 5.9279 | 0
298 | 0 | 5.9479 | [155 empty] | 5.9479 | 324 | 5.9479 | 0
299 | 0 | 5.9679 | [155 empty] | 5.9679 | 325 | 5.9679 | 0
300 | 0 | 5.9879 | [155 empty] | 5.9879 | 326 | 5.9879 | 0
301 | 0 | 6.0079 | [155 empty] | 6.0079 | 327 | 6.0079 | 0
302 | 0 | 6.0279 | [155 empty] | 6.0279 | 328 | 6.0279 | 0
303 | 0 | 6.0479 | [155 empty] | 6.0479 | 329 | 6.0479 | 0
304 | 0 | 6.0679 | [155 empty] | 6.0679 | 330 | 6.0679 | 0
305 | 0 | 6.0879 | [155 empty] | 6.0879 | 331 | 6.0879 | 0
306 | 0 | 6.1079 | [155 empty] | 6.1079 | 332 | 6.1079 | 0
307 | 0 | 6.1279 | [155 empty] | 6.1279 | 333 | 6.1279 | 0
308 | 0 | 6.1479 | [155 empty] | 6.1479 | 334 | 6.1479 | 0
309 | 0 | 6.1679 | [155 empty] | 6.1679 | 335 | 6.1679 | 0
310 | 0 | 6.1879 | [155 empty] | 6.1879 | 336 | 6.1879 | 0
311 | 0 | 6.2079 | [155 empty] | 6.2079 | 337 | 6.2079 | 0
312 | 0 | 6.2279 | [155 empty] | 6.2279 | 338 | 6.2279 | 0
313 | 0 | 6.2479 | [155 empty] | 6.2479 | 339 | 6.2479 | 0
314 | 0 | 6.2679 | [155 empty] | 6.2679 | 340 | 6.2679 | 0
315 | 0 | 6.2879 | [155 empty] | 6.2879 | 341 | 6.2879 | 0
316 | 0 | 6.3079 | [155 empty] | 6.3079 | 342 | 6.3079 | 0
317 | 0 | 6.3279 | [155 empty] | 6.3279 | 343 | 6.3279 | 0
318 | 0 | 6.3479 | [155 empty] | 6.3479 | 344 | 6.3479 | 0
319 | 0 | 6.3679 | [155 empty] | 6.3679 | 345 | 6.3679 | 0
320 | 0 | 6.3879 | [155 empty] | 6.3879 | 346 | 6.3879 | 0
321 | 0 | 6.4079 | [155 empty] | 6.4079 | 347 | 6.4079 | 0
322 | 0 | 6.4279 | [155 empty] | 6.4279 | 348 | 6.4279 | 0
323 | 0 | 6.4479 | [155 empty] | 6.4479 | 349 | 6.4479 | 0
324 | 0 | 6.4679 | [155 empty] | 6.4679 | 350 | 6.4679 | 0
325 | 0 | 6.4879 | [155 empty] | 6.4879 | 351 | 6.4879 | 0
326 | 0 | 6.5079 | [155 empty] | 6.5079 | 352 | 6.5079 | 0
327 | 0 | 6.5279 | [155 empty] | 6.5279 | 353 | 6.5279 | 0
328 | 0 | 6.5479 | [155 empty] | 6.5479 | 354 | 6.5479 | 0
329 | 0 | 6.5679 | [155 empty] | 6.5679 | 355 | 6.5679 | 0
330 | 0 | 6.5879 | [155 empty] | 6.5879 | 356 | 6.5879 | 0
331 | 0 | 6.6079 | [155 empty] | 6.6079 | 357 | 6.6079 | 0
332 | 0 | 6.6279 | [155 empty] | 6.6279 | 358 | 6.6279 | 0
333 | 0 | 6.6479 | [155 empty] | 6.6479 | 359 | 6.6479 | 0
334 | 0 | 6.6679 | [155 empty] | 6.6679 | 360 | 6.6679 | 0
335 | 0 | 6.6879 | [155 empty] | 6.6879 | 361 | 6.6879 | 0
336 | 0 | 6.7079 | [155 empty] | 6.7079 | 362 | 6.7079 | 0
337 | 0 | 6.7279 | [155 empty] | 6.7279 | 363 | 6.7279 | 0
338 | 0 | 6.7479 | [155 empty] | 6.7479 | 364 | 6.7479 | 0
339 | 0 | 6.7679 | [155 empty] | 6.7679 | 365 | 6.7679 | 0
340 | 0 | 6.7879 | [155 empty] | 6.7879 | 366 | 6.7879 | 0
341 | 0 | 6.8079 | [155 empty] | 6.8079 | 367 | 6.8079 | 0
342 | 0 | 6.8279 | [155 empty] | 6.8279 | 368 | 6.8279 | 0
343 | 0 | 6.8479 | [155 empty] | 6.8479 | 369 | 6.8479 | 0
344 | 0 | 6.8679 | [155 empty] | 6.8679 | 370 | 6.8679 | 0
345 | 0 | 6.8879 | [155 empty] | 6.8879 | 371 | 6.8879 | 0
346 | 0 | 6.9079 | [155 empty] | 6.9079 | 372 | 6.9079 | 0
347 | 0 | 6.9279 | [155 empty] | 6.9279 | 373 | 6.9279 | 0
348 | 0 | 6.9479 | [155 empty] | 6.9479 | 374 | 6.9479 | 0
349 | 0 | 6.9679 | [155 empty] | 6.9679 | 375 | 6.9679 | 0
350 | 0 | 6.9879 | [155 empty] | 6.9879 | 376 | 6.9879 | 0
351 | 0 | 7.0079 | [155 empty] | 7.0079 | 377 | 7.0079 | 0
352 | 0 | 7.0279 | [155 empty] | 7.0279 | 378 | 7.0279 | 0
353 | 0 | 7.0479 | [155 empty] | 7.0479 | 379 | 7.0479 | 0
354 | 0 | 7.0679 | [155 empty] | 7.0679 | 380 | 7.0679 | 0
355 | 0 | 7.0879 | [155 empty] | 7.0879 | 381 | 7.0879 | 0
356 | 0 | 7.1079 | [155 empty] | 7.1079 | 382 | 7.1079 | 0
357 | 0 | 7.1279 | [155 empty] | 7.1279 | 383 | 7.1279 | 0
358 | 0 | 7.1479 | [155 empty] | 7.1479 | 384 | 7.1479 | 0
359 | 0 | 7.1679 | [155 empty] | 7.1679 | 385 | 7.1679 | 0
360 | 0 | 7.1879 | [155 empty] | 7.1879 | 386 | 7.1879 | 0
361 | 0 | 7.2079 | [155 empty] | 7.2079 | 387 | 7.2079 | 0
362 | 0 | 7.2279 | [155 empty] | 7.2279 | 388 | 7.2279 | 0
363 | 0 | 7.2479 | [155 empty] | 7.2479 | 389 | 7.2479 | 0
364 | 0 | 7.2679 | [155 empty] | 7.2679 | 390 | 7.2679 | 0
365 | 0 | 7.2879 | [155 empty] | 7.2879 | 391 | 7.2879 | 0
366 | 0 | 7.3079 | [155 empty] | 7.3079 | 392 | 7.3079 | 0
367 | 0 | 7.3279 | [155 empty] | 7.3279 | 393 | 7.3279 | 0
368 | 0 | 7.3479 | [155 empty] | 7.3479 | 394 | 7.3479 | 0
369 | 0 | 7.3679 | [155 empty] | 7.3679 | 395 | 7.3679 | 0
370 | 0 | 7.3879 | [155 empty] | 7.3879 | 396 | 7.3879 | 0
371 | 0 | 7.4079 | [155 empty] | 7.4079 | 397 | 7.4079 | 0
372 | 0 | 7.4279 | [155 empty] | 7.4279 | 398 | 7.4279 | 0
373 | 0 | 7.4479 | [155 empty] | 7.4479 | 399 | 7.4479 | 0
374 | 0 | 7.4679 | [155 empty] | 7.4679 | 400 | 7.4679 | 0
375 | 0 | 7.4879 | [155 empty] | 7.4879 | 401 | 7.4879 | 0
376 | 0 | 7.5079 | [155 empty] | 7.5079 | 402 | 7.5079 | 0
377 | 0 | 7.5279 | [155 empty] | 7.5279 | 403 | 7.5279 | 0
378 | 0 | 7.5479 | [155 empty] | 7.5479 | 404 | 7.5479 | 0
379 | 0 | 7.5679 | [155 empty] | 7.5679 | 405 | 7.5679 | 0
380 | 0 | 7.5879 | [155 empty] | 7.5879 | 406 | 7.5879 | 0
381 | 0 | 7.6079 | [155 empty] | 7.6079 | 407 | 7.6079 | 0
382 | 0 | 7.6279 | [155 empty] | 7.6279 | 408 | 7.6279 | 0
383 | 0 | 7.6479 | [155 empty] | 7.6479 | 409 | 7.6479 | 0
384 | 0 | 7.6679 | [155 empty] | 7.6679 | 410 | 7.6679 | 0
385 | 0 | 7.6879 | [155 empty] | 7.6879 | 411 | 7.6879 | 0
386 | 0 | 7.7079 | [155 empty] | 7.7079 | 412 | 7.7079 | 0
387 | 0 | 7.7279 | [155 empty] | 7.7279 | 413 | 7.7279 | 0
388 | 0 | 7.7479 | [155 empty] | 7.7479 | 414 | 7.7479 | 0
389 | 0 | 7.7679 | [155 empty] | 7.7679 | 415 | 7.7679 | 0
390 | 0 | 7.7879 | [155 empty] | 7.7879 | 416 | 7.7879 | 0
391 | 0 | 7.8079 | [155 empty] | 7.8079 | 417 | 7.8079 | 0
392 | 0 | 7.8279 | [155 empty] | 7.8279 | 418 | 7.8279 | 0
393 | 0 | 7.8479 | [155 empty] | 7.8479 | 419 | 7.8479 | 0
394 | 0 | 7.8679 | [155 empty] | 7.8679 | 420 | 7.8679 | 0
395 | 0 | 7.8879 | [155 empty] | 7.8879 | 421 | 7.8879 | 0
396 | 0 | 7.9079 | [155 empty] | 7.9079 | 422 | 7.9079 | 0
397 | 0 | 7.9279 | [155 empty] | 7.9279 | 423 | 7.9279 | 0
398 | 0 | 7.9479 | [155 empty] | 7.9479 | 424 | 7.9479 | 0
399 | 0 | 7.9679 | [155 empty] | 7.9679 | 425 | 7.9679 | 0
400 | 0 | 7.9879 | [155 empty] | 7.9879 | 426 | 7.9879 | 0
401 | 0 | 8.0079 | [155 empty] | 8.0079 | 427 | 8.0079 | 0
402 | 0 | 8.0279 | [155 empty] | 8.0279 | 428 | 8.0279 | 0
403 | 0 | 8.0479 | [155 empty] | 8.0479 | 429 | 8.0479 | 0
404 | 0 | 8.0679 | [155 empty] | 8.0679 | 430 | 8.0679 | 0
405 | 0 | 8.0879 | [155 empty] | 8.0879 | 431 | 8.0879 | 0
406 | 0 | 8.1079 | [155 empty] | 8.1079 | 432 | 8.1079 | 0
407 | 0 | 8.1279 | [155 empty] | 8.1279 | 433 | 8.1279 | 0
408 | 0 | 8.1479 | [155 empty] | 8.1479 | 434 | 8.1479 | 0
409 | 0 | 8.1679 | [155 empty] | 8.1679 | 435 | 8.1679 | 0
410 | 0 | 8.1879 | [155 empty] | 8.1879 | 436 | 8.1879 | 0
411 | 0 | 8.2079 | [155 empty] | 8.2079 | 437 | 8.2079 | 0
412 | 0 | 8.2279 | [155 empty] | 8.2279 | 438 | 8.2279 | 0
413 | 0 | 8.2479 | [155 empty] | 8.2479 | 439 | 8.2479 | 0
414 | 5 | 8.2679 | [155 empty] | 8.2679 | 440 | 8.2679 | 5
415 | 4 | 8.2879 | [155 empty] | 8.2879 | 441 | 8.2879 | 4
416 | 4 | 8.3079 | [155 empty] | 8.3079 | 442 | 8.3079 | 4
417 | 2 | 8.3279 | [155 empty] | 8.3279 | 443 | 8.3279 | 2
418 | 4 | 8.3479 | [155 empty] | 8.3479 | 444 | 8.3479 | 4
419 | 0 | 8.3679 | [155 empty] | 8.3679 | 445 | 8.3679 | 0
420 | 1 | 8.3879 | [155 empty] | 8.3879 | 446 | 8.3879 | 1
421 | 2 | 8.4079 | [155 empty] | 8.4079 | 447 | 8.4079 | 2
422 | 4 | 8.4279 | [155 empty] | 8.4279 | 448 | 8.4279 | 4
423 | 1 | 8.4479 | [155 empty] | 8.4479 | 449 | 8.4479 | 1
424 | 1 | 8.4679 | [155 empty] | 8.4679 | 450 | 8.4679 | 1
425 | 1 | 8.4879 | [155 empty] | 8.4879 | 451 | 8.4879 | 1
426 | 5 | 8.5079 | [155 empty] | 8.5079 | 452 | 8.5079 | 5
427 | 0 | 8.5279 | [155 empty] | 8.5279 | 453 | 8.5279 | 0
428 | 1 | 8.5479 | [155 empty] | 8.5479 | 454 | 8.5479 | 1
429 | 1 | 8.5679 | [155 empty] | 8.5679 | 455 | 8.5679 | 1
430 | 1 | 8.5879 | [155 empty] | 8.5879 | 456 | 8.5879 | 1
431 | 0 | 8.6079 | [155 empty] | 8.6079 | 457 | 8.6079 | 0
432 | 2 | 8.6279 | [155 empty] | 8.6279 | 458 | 8.6279 | 2
433 | 1 | 8.6479 | [155 empty] | 8.6479 | 459 | 8.6479 | 1
434 | 3 | 8.6679 | [155 empty] | 8.6679 | 460 | 8.6679 | 3
435 | 3 | 8.6879 | [155 empty] | 8.6879 | 461 | 8.6879 | 3
436 | 0 | 8.7079 | [155 empty] | 8.7079 | 462 | 8.7079 | 0
437 | 0 | 8.7279 | [155 empty] | 8.7279 | 463 | 8.7279 | 0
438 | 0 | 8.7479 | [155 empty] | 8.7479 | 464 | 8.7479 | 0
439 | 1 | 8.7679 | [155 empty] | 8.7679 | 465 | 8.7679 | 1
440 | 2 | 8.7879 | [155 empty] | 8.7879 | 466 | 8.7879 | 2
441 | 2 | 8.8079 | [155 empty] | 8.8079 | 467 | 8.8079 | 2
442 | 2 | 8.8279 | [155 empty] | 8.8279 | 468 | 8.8279 | 2
443 | 1 | 8.8479 | [155 empty] | 8.8479 | 469 | 8.8479 | 1
444 | 3 | 8.8679 | [155 empty] | 8.8679 | 470 | 8.8679 | 3
445 | 3 | 8.8879 | [155 empty] | 8.8879 | 471 | 8.8879 | 3
446 | 1 | 8.9079 | [155 empty] | 8.9079 | 472 | 8.9079 | 1
447 | 1 | 8.9279 | [155 empty] | 8.9279 | 473 | 8.9279 | 1
448 | 1 | 8.9479 | [155 empty] | 8.9479 | 474 | 8.9479 | 1
449 | 0 | 8.9679 | [155 empty] | 8.9679 | 475 | 8.9679 | 0
450 | 2 | 8.9879 | [155 empty] | 8.9879 | 476 | 8.9879 | 2
451 | 2 | 9.0079 | [155 empty] | 9.0079 | 477 | 9.0079 | 2
452 | 1 | 9.0279 | [155 empty] | 9.0279 | 478 | 9.0279 | 1
453 | 0 | 9.0479 | [155 empty] | 9.0479 | 479 | 9.0479 | 0
454 | 0 | 9.0679 | [155 empty] | 9.0679 | 480 | 9.0679 | 0
455 | 2 | 9.0879 | [155 empty] | 9.0879 | 481 | 9.0879 | 2
456 | 0 | 9.1079 | [155 empty] | 9.1079 | 482 | 9.1079 | 0
457 | 0 | 9.1279 | [155 empty] | 9.1279 | 483 | 9.1279 | 0
458 | 2 | 9.1479 | [155 empty] | 9.1479 | 484 | 9.1479 | 2
459 | 4 | 9.1679 | [155 empty] | 9.1679 | 485 | 9.1679 | 4
460 | 3 | 9.1879 | [155 empty] | 9.1879 | 486 | 9.1879 | 3
461 | 2 | 9.2079 | [155 empty] | 9.2079 | 487 | 9.2079 | 2
462 | 1 | 9.2279 | [155 empty] | 9.2279 | 488 | 9.2279 | 1
463 | 2 | 9.2479 | [155 empty] | 9.2479 | 489 | 9.2479 | 2
464 | 3 | 9.2679 | [155 empty] | 9.2679 | 490 | 9.2679 | 3
465 | 1 | 9.2879 | [155 empty] | 9.2879 | 491 | 9.2879 | 1
466 | 2 | 9.3079 | [155 empty] | 9.3079 | 492 | 9.3079 | 2
467 | 1 | 9.3279 | [155 empty] | 9.3279 | 493 | 9.3279 | 1
468 | 1 | 9.3479 | [155 empty] | 9.3479 | 494 | 9.3479 | 1
469 | 0 | 9.3679 | [155 empty] | 9.3679 | 495 | 9.3679 | 0
470 | 0 | 9.3879 | [155 empty] | 9.3879 | 496 | 9.3879 | 0
471 | 0 | 9.4079 | [155 empty] | 9.4079 | 497 | 9.4079 | 0
472 | 2 | 9.4279 | [155 empty] | 9.4279 | 498 | 9.4279 | 2
473 | 2 | 9.4479 | [155 empty] | 9.4479 | 499 | 9.4479 | 2
474 | 2 | 9.4679 | [155 empty] | 9.4679 | 500 | 9.4679 | 2
475 | 2 | 9.4879 | [155 empty] | 9.4879 | 501 | 9.4879 | 2
476 | 1 | 9.5079 | [155 empty] | 9.5079 | 502 | 9.5079 | 1
477 | 1 | 9.5279 | [155 empty] | 9.5279 | 503 | 9.5279 | 1
478 | 0 | 9.5479 | [155 empty] | 9.5479 | 504 | 9.5479 | 0
479 | 0 | 9.5679 | [155 empty] | 9.5679 | 505 | 9.5679 | 0
480 | 2 | 9.5879 | [155 empty] | 9.5879 | 506 | 9.5879 | 2
481 | 1 | 9.6079 | [155 empty] | 9.6079 | 507 | 9.6079 | 1
482 | 2 | 9.6279 | [155 empty] | 9.6279 | 508 | 9.6279 | 2
483 | 4 | 9.6479 | [155 empty] | 9.6479 | 509 | 9.6479 | 4
484 | 0 | 9.6679 | [155 empty] | 9.6679 | 510 | 9.6679 | 0
485 | 1 | 9.6879 | [155 empty] | 9.6879 | 511 | 9.6879 | 1
486 | 0 | 9.7079 | [155 empty] | 9.7079 | 512 | 9.7079 | 0
487 | 1 | 9.7279 | [155 empty] | 9.7279 | 513 | 9.7279 | 1
488 | 0 | 9.7479 | [155 empty] | 9.7479 | 514 | 9.7479 | 0
489 | 1 | 9.7679 | [155 empty] | 9.7679 | 515 | 9.7679 | 1
490 | 0 | 9.7879 | [155 empty] | 9.7879 | 516 | 9.7879 | 0
491 | 0 | 9.8079 | [155 empty] | 9.8079 | 517 | 9.8079 | 0
492 | 1 | 9.8279 | [155 empty] | 9.8279 | 518 | 9.8279 | 1
493 | 0 | 9.8479 | [155 empty] | 9.8479 | 519 | 9.8479 | 0
494 | 2 | 9.8679 | [155 empty] | 9.8679 | 520 | 9.8679 | 2
495 | 0 | 9.8879 | [155 empty] | 9.8879 | 521 | 9.8879 | 0
496 | 1 | 9.9079 | [155 empty] | 9.9079 | 522 | 9.9079 | 1
497 | 0 | 9.9279 | [155 empty] | 9.9279 | 523 | 9.9279 | 0
498 | 0 | 9.9479 | [155 empty] | 9.9479 | 524 | 9.9479 | 0
499 | 1 | 9.9679 | [155 empty] | 9.9679 | 525 | 9.9679 | 1
500 | 1 | 9.9879 | [155 empty] | 9.9879 | 526 | 9.9879 | 1
501 | 5 | 10.0079 | [155 empty] | 10.0079 | 527 | 10.0079 | 5
502 | 2 | 10.0279 | [155 empty] | 10.0279 | 528 | 10.0279 | 2
503 | 0 | 10.0479 | [155 empty] | 10.0479 | 529 | 10.0479 | 0
504 | 1 | 10.0679 | [155 empty] | 10.0679 | 530 | 10.0679 | 1
505 | 2 | 10.0879 | [155 empty] | 10.0879 | 531 | 10.0879 | 2
506 | 1 | 10.1079 | [155 empty] | 10.1079 | 532 | 10.1079 | 1
507 | 0 | 10.1279 | [155 empty] | 10.1279 | 533 | 10.1279 | 0
508 | 0 | 10.1479 | [155 empty] | 10.1479 | 534 | 10.1479 | 0
509 | 2 | 10.1679 | [155 empty] | 10.1679 | 535 | 10.1679 | 2
510 | 0 | 10.1879 | [155 empty] | 10.1879 | 536 | 10.1879 | 0
511 | 0 | 10.2079 | [155 empty] | 10.2079 | 537 | 10.2079 | 0
512 | 0 | 10.2279 | [155 empty] | 10.2279 | 538 | 10.2279 | 0
513 | 0 | 10.2479 | [155 empty] | 10.2479 | 539 | 10.2479 | 0
514 | 1 | 10.2679 | [155 empty] | 10.2679 | 540 | 10.2679 | 1
515 | 0 | 10.2879 | [155 empty] | 10.2879 | 541 | 10.2879 | 0
516 | 0 | 10.3079 | [155 empty] | 10.3079 | 542 | 10.3079 | 0
517 | 0 | 10.3279 | [155 empty] | 10.3279 | 543 | 10.3279 | 0
518 | 0 | 10.3479 | [155 empty] | 10.3479 | 544 | 10.3479 | 0
519 | 2 | 10.3679 | [155 empty] | 10.3679 | 545 | 10.3679 | 2
520 | 0 | 10.3879 | [155 empty] | 10.3879 | 546 | 10.3879 | 0
521 | 0 | 10.4079 | [155 empty] | 10.4079 | 547 | 10.4079 | 0
522 | 0 | 10.4279 | [155 empty] | 10.4279 | 548 | 10.4279 | 0
523 | 1 | 10.4479 | [155 empty] | 10.4479 | 549 | 10.4479 | 1
524 | 1 | 10.4679 | [155 empty] | 10.4679 | 550 | 10.4679 | 1
525 | 2 | 10.4879 | [155 empty] | 10.4879 | 551 | 10.4879 | 2
526 | 1 | 10.5079 | [155 empty] | 10.5079 | 552 | 10.5079 | 1
527 | 0 | 10.5279 | [155 empty] | 10.5279 | 553 | 10.5279 | 0
528 | 2 | 10.5479 | [155 empty] | 10.5479 | 554 | 10.5479 | 2
529 | 1 | 10.5679 | [155 empty] | 10.5679 | 555 | 10.5679 | 1
530 | 0 | 10.5879 | [155 empty] | 10.5879 | 556 | 10.5879 | 0
531 | 1 | 10.6079 | [155 empty] | 10.6079 | 557 | 10.6079 | 1
532 | 2 | 10.6279 | [155 empty] | 10.6279 | 558 | 10.6279 | 2
533 | 1 | 10.6479 | [155 empty] | 10.6479 | 559 | 10.6479 | 1
534 | 0 | 10.6679 | [155 empty] | 10.6679 | 560 | 10.6679 | 0
535 | 1 | 10.6879 | [155 empty] | 10.6879 | 561 | 10.6879 | 1
536 | 0 | 10.7079 | [155 empty] | 10.7079 | 562 | 10.7079 | 0
537 | 1 | 10.7279 | [155 empty] | 10.7279 | 563 | 10.7279 | 1
538 | 3 | 10.7479 | [155 empty] | 10.7479 | 564 | 10.7479 | 3
539 | 2 | 10.7679 | [155 empty] | 10.7679 | 565 | 10.7679 | 2
540 | 0 | 10.7879 | [155 empty] | 10.7879 | 566 | 10.7879 | 0
541 | 2 | 10.8079 | [155 empty] | 10.8079 | 567 | 10.8079 | 2
542 | 0 | 10.8279 | [155 empty] | 10.8279 | 568 | 10.8279 | 0
543 | 2 | 10.8479 | [155 empty] | 10.8479 | 569 | 10.8479 | 2
544 | 1 | 10.8679 | [155 empty] | 10.8679 | 570 | 10.8679 | 1
545 | 2 | 10.8879 | [155 empty] | 10.8879 | 571 | 10.8879 | 2
546 | 1 | 10.9079 | [155 empty] | 10.9079 | 572 | 10.9079 | 1
547 | 1 | 10.9279 | [155 empty] | 10.9279 | 573 | 10.9279 | 1
548 | 0 | 10.9479 | [155 empty] | 10.9479 | 574 | 10.9479 | 0
549 | 2 | 10.9679 | [155 empty] | 10.9679 | 575 | 10.9679 | 2
550 | 0 | 10.9879 | [155 empty] | 10.9879 | 576 | 10.9879 | 0
551 | 1 | 11.0079 | [155 empty] | 11.0079 | 577 | 11.0079 | 1
552 | 0 | 11.0279 | [155 empty] | 11.0279 | 578 | 11.0279 | 0
553 | 2 | 11.0479 | [155 empty] | 11.0479 | 579 | 11.0479 | 2
554 | 2 | 11.0679 | [155 empty] | 11.0679 | 580 | 11.0679 | 2
555 | 0 | 11.0879 | [155 empty] | 11.0879 | 581 | 11.0879 | 0
556 | 3 | 11.1079 | [155 empty] | 11.1079 | 582 | 11.1079 | 3
557 | 0 | 11.1279 | [155 empty] | 11.1279 | 583 | 11.1279 | 0
558 | 1 | 11.1479 | [155 empty] | 11.1479 | 584 | 11.1479 | 1
559 | 0 | 11.1679 | [155 empty] | 11.1679 | 585 | 11.1679 | 0
560 | 0 | 11.1879 | [155 empty] | 11.1879 | 586 | 11.1879 | 0
561 | 0 | 11.2079 | [155 empty] | 11.2079 | 587 | 11.2079 | 0
562 | 0 | 11.2279 | [155 empty] | 11.2279 | 588 | 11.2279 | 0
563 | 1 | 11.2479 | [155 empty] | 11.2479 | 589 | 11.2479 | 1
564 | 0 | 11.2679 | [155 empty] | 11.2679 | 590 | 11.2679 | 0
565 | 1 | 11.2879 | [155 empty] | 11.2879 | 591 | 11.2879 | 1
566 | 1 | 11.3079 | [155 empty] | 11.3079 | 592 | 11.3079 | 1
567 | 1 | 11.3279 | [155 empty] | 11.3279 | 593 | 11.3279 | 1
568 | 1 | 11.3479 | [155 empty] | 11.3479 | 594 | 11.3479 | 1
569 | 2 | 11.3679 | [155 empty] | 11.3679 | 595 | 11.3679 | 2
570 | 0 | 11.3879 | [155 empty] | 11.3879 | 596 | 11.3879 | 0
571 | 1 | 11.4079 | [155 empty] | 11.4079 | 597 | 11.4079 | 1
572 | 0 | 11.4279 | [155 empty] | 11.4279 | 598 | 11.4279 | 0
573 | 1 | 11.4479 | [155 empty] | 11.4479 | 599 | 11.4479 | 1
574 | 0 | 11.4679 | [155 empty] | 11.4679 | 600 | 11.4679 | 0
575 | 0 | 11.4879 | [155 empty] | 11.4879 | 601 | 11.4879 | 0
576 | 0 | 11.5079 | [155 empty] | 11.5079 | 602 | 11.5079 | 0
577 | 2 | 11.5279 | [155 empty] | 11.5279 | 603 | 11.5279 | 2
578 | 0 | 11.5479 | [155 empty] | 11.5479 | 604 | 11.5479 | 0
579 | 0 | 11.5679 | [155 empty] | 11.5679 | 605 | 11.5679 | 0
580 | 1 | 11.5879 | [155 empty] | 11.5879 | 606 | 11.5879 | 1
581 | 2 | 11.6079 | [155 empty] | 11.6079 | 607 | 11.6079 | 2
582 | 4 | 11.6279 | [155 empty] | 11.6279 | 608 | 11.6279 | 4
583 | 2 | 11.6479 | [155 empty] | 11.6479 | 609 | 11.6479 | 2
584 | 0 | 11.6679 | [155 empty] | 11.6679 | 610 | 11.6679 | 0
585 | 3 | 11.6879 | [155 empty] | 11.6879 | 611 | 11.6879 | 3
586 | 0 | 11.7079 | [155 empty] | 11.7079 | 612 | 11.7079 | 0
587 | 0 | 11.7279 | [155 empty] | 11.7279 | 613 | 11.7279 | 0
588 | 0 | 11.7479 | [155 empty] | 11.7479 | 614 | 11.7479 | 0
589 | 2 | 11.7679 | [155 empty] | 11.7679 | 615 | 11.7679 | 2
590 | 0 | 11.7879 | [155 empty] | 11.7879 | 616 | 11.7879 | 0
591 | 0 | 11.8079 | [155 empty] | 11.8079 | 617 | 11.8079 | 0
592 | 1 | 11.8279 | [155 empty] | 11.8279 | 618 | 11.8279 | 1
593 | 0 | 11.8479 | [155 empty] | 11.8479 | 619 | 11.8479 | 0
594 | 0 | 11.8679 | [155 empty] | 11.8679 | 620 | 11.8679 | 0
595 | 1 | 11.8879 | [155 empty] | 11.8879 | 621 | 11.8879 | 1
596 | 0 | 11.9079 | [155 empty] | 11.9079 | 622 | 11.9079 | 0
597 | 0 | 11.9279 | [155 empty] | 11.9279 | 623 | 11.9279 | 0
598 | 0 | 11.9479 | [155 empty] | 11.9479 | 624 | 11.9479 | 0
599 | 0 | 11.9679 | [155 empty] | 11.9679 | 625 | 11.9679 | 0
600 | 0 | 11.9879 | [155 empty] | 11.9879 | 626 | 11.9879 | 0
601 | 0 | 12.0079 | [155 empty] | 12.0079 | 627 | 12.0079 | 0
602 | 0 | 12.0279 | [155 empty] | 12.0279 | 628 | 12.0279 | 0
603 | 2 | 12.0479 | [155 empty] | 12.0479 | 629 | 12.0479 | 2
604 | 0 | 12.0679 | [155 empty] | 12.0679 | 630 | 12.0679 | 0
605 | 0 | 12.0879 | [155 empty] | 12.0879 | 631 | 12.0879 | 0
606 | 2 | 12.1079 | [155 empty] | 12.1079 | 632 | 12.1079 | 2
607 | 1 | 12.1279 | [155 empty] | 12.1279 | 633 | 12.1279 | 1
608 | 1 | 12.1479 | [155 empty] | 12.1479 | 634 | 12.1479 | 1
609 | 1 | 12.1679 | [155 empty] | 12.1679 | 635 | 12.1679 | 1
610 | 0 | 12.1879 | [155 empty] | 12.1879 | 636 | 12.1879 | 0
611 | 0 | 12.2079 | [155 empty] | 12.2079 | 637 | 12.2079 | 0
612 | 0 | 12.2279 | [155 empty] | 12.2279 | 638 | 12.2279 | 0
613 | 1 | 12.2479 | [155 empty] | 12.2479 | 639 | 12.2479 | 1
614 | 0 | 12.2679 | [155 empty] | 12.2679 | 640 | 12.2679 | 0
615 | 0 | 12.2879 | [155 empty] | 12.2879 | 641 | 12.2879 | 0
616 | 2 | 12.3079 | [155 empty] | 12.3079 | 642 | 12.3079 | 2
617 | 1 | 12.3279 | [155 empty] | 12.3279 | 643 | 12.3279 | 1
618 | 2 | 12.3479 | [155 empty] | 12.3479 | 644 | 12.3479 | 2
619 | 0 | 12.3679 | [155 empty] | 12.3679 | 645 | 12.3679 | 0
620 | 1 | 12.3879 | [155 empty] | 12.3879 | 646 | 12.3879 | 1
621 | 1 | 12.4079 | [155 empty] | 12.4079 | 647 | 12.4079 | 1
622 | 0 | 12.4279 | [155 empty] | 12.4279 | 648 | 12.4279 | 0
623 | 1 | 12.4479 | [155 empty] | 12.4479 | 649 | 12.4479 | 1
624 | 1 | 12.4679 | [155 empty] | 12.4679 | 650 | 12.4679 | 1
625 | 1 | 12.4879 | [155 empty] | 12.4879 | 651 | 12.4879 | 1
626 | 1 | 12.5079 | [155 empty] | 12.5079 | 652 | 12.5079 | 1
627 | 0 | 12.5279 | [155 empty] | 12.5279 | 653 | 12.5279 | 0
628 | 0 | 12.5479 | [155 empty] | 12.5479 | 654 | 12.5479 | 0
629 | 0 | 12.5679 | [155 empty] | 12.5679 | 655 | 12.5679 | 0
630 | 0 | 12.5879 | [155 empty] | 12.5879 | 656 | 12.5879 | 0
631 | 0 | 12.6079 | [155 empty] | 12.6079 | 657 | 12.6079 | 0
632 | 1 | 12.6279 | [155 empty] | 12.6279 | 658 | 12.6279 | 1
633 | 0 | 12.6479 | [155 empty] | 12.6479 | 659 | 12.6479 | 0
634 | 0 | 12.6679 | [155 empty] | 12.6679 | 660 | 12.6679 | 0
635 | 2 | 12.6879 | [155 empty] | 12.6879 | 661 | 12.6879 | 2
636 | 0 | 12.7079 | [155 empty] | 12.7079 | 662 | 12.7079 | 0
637 | 0 | 12.7279 | [155 empty] | 12.7279 | 663 | 12.7279 | 0
638 | 0 | 12.7479 | [155 empty] | 12.7479 | 664 | 12.7479 | 0
639 | 1 | 12.7679 | [155 empty] | 12.7679 | 665 | 12.7679 | 1
640 | 0 | 12.7879 | [155 empty] | 12.7879 | 666 | 12.7879 | 0
641 | 0 | 12.8079 | [155 empty] | 12.8079 | 667 | 12.8079 | 0
642 | 0 | 12.8279 | [155 empty] | 12.8279 | 668 | 12.8279 | 0
643 | 1 | 12.8479 | [155 empty] | 12.8479 | 669 | 12.8479 | 1
644 | 0 | 12.8679 | [155 empty] | 12.8679 | 670 | 12.8679 | 0
645 | 1 | 12.8879 | [155 empty] | 12.8879 | 671 | 12.8879 | 1
646 | 0 | 12.9079 | [155 empty] | 12.9079 | 672 | 12.9079 | 0
647 | 0 | 12.9279 | [155 empty] | 12.9279 | 673 | 12.9279 | 0
648 | 0 | 12.9479 | [155 empty] | 12.9479 | 674 | 12.9479 | 0
649 | 0 | 12.9679 | [155 empty] | 12.9679 | 675 | 12.9679 | 0
650 | 0 | 12.9879 | [155 empty] | 12.9879 | 676 | 12.9879 | 0
651 | 0 | 13.0079 | [155 empty] | 13.0079 | 677 | 13.0079 | 0
652 | 0 | 13.0279 | [155 empty] | 13.0279 | 678 | 13.0279 | 0
653 | 2 | 13.0479 | [155 empty] | 13.0479 | 679 | 13.0479 | 2
654 | 1 | 13.0679 | [155 empty] | 13.0679 | 680 | 13.0679 | 1
655 | 1 | 13.0879 | [155 empty] | 13.0879 | 681 | 13.0879 | 1
656 | 1 | 13.1079 | [155 empty] | 13.1079 | 682 | 13.1079 | 1
657 | 0 | 13.1279 | [155 empty] | 13.1279 | 683 | 13.1279 | 0
658 | 0 | 13.1479 | [155 empty] | 13.1479 | 684 | 13.1479 | 0
659 | 1 | 13.1679 | [155 empty] | 13.1679 | 685 | 13.1679 | 1
660 | 0 | 13.1879 | [155 empty] | 13.1879 | 686 | 13.1879 | 0
661 | 0 | 13.2079 | [155 empty] | 13.2079 | 687 | 13.2079 | 0
662 | 0 | 13.2279 | [155 empty] | 13.2279 | 688 | 13.2279 | 0
663 | 0 | 13.2479 | [155 empty] | 13.2479 | 689 | 13.2479 | 0
664 | 0 | 13.2679 | [155 empty] | 13.2679 | 690 | 13.2679 | 0
665 | 3 | 13.2879 | [155 empty] | 13.2879 | 691 | 13.2879 | 3
666 | 1 | 13.3079 | [155 empty] | 13.3079 | 692 | 13.3079 | 1
667 | 0 | 13.3279 | [155 empty] | 13.3279 | 693 | 13.3279 | 0
668 | 0 | 13.3479 | [155 empty] | 13.3479 | 694 | 13.3479 | 0
669 | 0 | 13.3679 | [155 empty] | 13.3679 | 695 | 13.3679 | 0
670 | 2 | 13.3879 | [155 empty] | 13.3879 | 696 | 13.3879 | 2
671 | 2 | 13.4079 | [155 empty] | 13.4079 | 697 | 13.4079 | 2
672 | 0 | 13.4279 | [155 empty] | 13.4279 | 698 | 13.4279 | 0
673 | 0 | 13.4479 | [155 empty] | 13.4479 | 699 | 13.4479 | 0
674 | 1 | 13.4679 | [155 empty] | 13.4679 | 700 | 13.4679 | 1
675 | 0 | 13.4879 | [155 empty] | 13.4879 | 701 | 13.4879 | 0
676 | 3 | 13.5079 | [155 empty] | 13.5079 | 702 | 13.5079 | 3
677 | 2 | 13.5279 | [155 empty] | 13.5279 | 703 | 13.5279 | 2
678 | 1 | 13.5479 | [155 empty] | 13.5479 | 704 | 13.5479 | 1
679 | 0 | 13.5679 | [155 empty] | 13.5679 | 705 | 13.5679 | 0
680 | 1 | 13.5879 | [155 empty] | 13.5879 | 706 | 13.5879 | 1
681 | 2 | 13.6079 | [155 empty] | 13.6079 | 707 | 13.6079 | 2
682 | 2 | 13.6279 | [155 empty] | 13.6279 | 708 | 13.6279 | 2
683 | 0 | 13.6479 | [155 empty] | 13.6479 | 709 | 13.6479 | 0
684 | 1 | 13.6679 | [155 empty] | 13.6679 | 710 | 13.6679 | 1
685 | 3 | 13.6879 | [155 empty] | 13.6879 | 711 | 13.6879 | 3
686 | 0 | 13.7079 | [155 empty] | 13.7079 | 712 | 13.7079 | 0
687 | 0 | 13.7279 | [155 empty] | 13.7279 | 713 | 13.7279 | 0
688 | 4 | 13.7479 | [155 empty] | 13.7479 | 714 | 13.7479 | 4
689 | 1 | 13.7679 | [155 empty] | 13.7679 | 715 | 13.7679 | 1
690 | 1 | 13.7879 | [155 empty] | 13.7879 | 716 | 13.7879 | 1
691 | 2 | 13.8079 | [155 empty] | 13.8079 | 717 | 13.8079 | 2
692 | 1 | 13.8279 | [155 empty] | 13.8279 | 718 | 13.8279 | 1
693 | 1 | 13.8479 | [155 empty] | 13.8479 | 719 | 13.8479 | 1
694 | 0 | 13.8679 | [155 empty] | 13.8679 | 720 | 13.8679 | 0
695 | 2 | 13.8879 | [155 empty] | 13.8879 | 721 | 13.8879 | 2
696 | 0 | 13.9079 | [155 empty] | 13.9079 | 722 | 13.9079 | 0
697 | 0 | 13.9279 | [155 empty] | 13.9279 | 723 | 13.9279 | 0
698 | 0 | 13.9479 | [155 empty] | 13.9479 | 724 | 13.9479 | 0
699 | 0 | 13.9679 | [155 empty] | 13.9679 | 725 | 13.9679 | 0
700 | 1 | 13.9879 | [155 empty] | 13.9879 | 726 | 13.9879 | 1
701 | 0 | 14.0079 | [155 empty] | 14.0079 | 727 | 14.0079 | 0
702 | 0 | 14.0279 | [155 empty] | 14.0279 | 728 | 14.0279 | 0
703 | 0 | 14.0479 | [155 empty] | 14.0479 | 729 | 14.0479 | 0
704 | 1 | 14.0679 | [155 empty] | 14.0679 | 730 | 14.0679 | 1
705 | 1 | 14.0879 | [155 empty] | 14.0879 | 731 | 14.0879 | 1
706 | 0 | 14.1079 | [155 empty] | 14.1079 | 732 | 14.1079 | 0
707 | 1 | 14.1279 | [155 empty] | 14.1279 | 733 | 14.1279 | 1
708 | 1 | 14.1479 | [155 empty] | 14.1479 | 734 | 14.1479 | 1
709 | 0 | 14.1679 | [155 empty] | 14.1679 | 735 | 14.1679 | 0
710 | 0 | 14.1879 | [155 empty] | 14.1879 | 736 | 14.1879 | 0
711 | 0 | 14.2079 | [155 empty] | 14.2079 | 737 | 14.2079 | 0
712 | 0 | 14.2279 | [155 empty] | 14.2279 | 738 | 14.2279 | 0
713 | 0 | 14.2479 | [155 empty] | 14.2479 | 739 | 14.2479 | 0
714 | 0 | 14.2679 | [155 empty] | 14.2679 | 740 | 14.2679 | 0
715 | 1 | 14.2879 | [155 empty] | 14.2879 | 741 | 14.2879 | 1
716 | 2 | 14.3079 | [155 empty] | 14.3079 | 742 | 14.3079 | 2
717 | 0 | 14.3279 | [155 empty] | 14.3279 | 743 | 14.3279 | 0
718 | 0 | 14.3479 | [155 empty] | 14.3479 | 744 | 14.3479 | 0
719 | 0 | 14.3679 | [155 empty] | 14.3679 | 745 | 14.3679 | 0
720 | 1 | 14.3879 | [155 empty] | 14.3879 | 746 | 14.3879 | 1
721 | 0 | 14.4079 | [155 empty] | 14.4079 | 747 | 14.4079 | 0
722 | 0 | 14.4279 | [155 empty] | 14.4279 | 748 | 14.4279 | 0
723 | 2 | 14.4479 | [155 empty] | 14.4479 | 749 | 14.4479 | 2
724 | 0 | 14.4679 | [155 empty] | 14.4679 | 750 | 14.4679 | 0
725 | 0 | 14.4879 | [155 empty] | 14.4879 | 751 | 14.4879 | 0
726 | 0 | 14.5079 | [155 empty] | 14.5079 | 752 | 14.5079 | 0
727 | 0 | 14.5279 | [155 empty] | 14.5279 | 753 | 14.5279 | 0
728 | 0 | 14.5479 | [155 empty] | 14.5479 | 754 | 14.5479 | 0
729 | 0 | 14.5679 | [155 empty] | 14.5679 | 755 | 14.5679 | 0
730 | 0 | 14.5879 | [155 empty] | 14.5879 | 756 | 14.5879 | 0
731 | 0 | 14.6079 | [155 empty] | 14.6079 | 757 | 14.6079 | 0
732 | 0 | 14.6279 | [155 empty] | 14.6279 | 758 | 14.6279 | 0
733 | 0 | 14.6479 | [155 empty] | 14.6479 | 759 | 14.6479 | 0
734 | 0 | 14.6679 | [155 empty] | 14.6679 | 760 | 14.6679 | 0
735 | 0 | 14.6879 | [155 empty] | 14.6879 | 761 | 14.6879 | 0
736 | 0 | 14.7079 | [155 empty] | 14.7079 | 762 | 14.7079 | 0
737 | 0 | 14.7279 | [155 empty] | 14.7279 | 763 | 14.7279 | 0
738 | 0 | 14.7479 | [155 empty] | 14.7479 | 764 | 14.7479 | 0
739 | 0 | 14.7679 | [155 empty] | 14.7679 | 765 | 14.7679 | 0
740 | 0 | 14.7879 | [155 empty] | 14.7879 | 766 | 14.7879 | 0
741 | 0 | 14.8079 | [155 empty] | 14.8079 | 767 | 14.8079 | 0
742 | 0 | 14.8279 | [155 empty] | 14.8279 | 768 | 14.8279 | 0
743 | 0 | 14.8479 | [155 empty] | 14.8479 | 769 | 14.8479 | 0
744 | 0 | 14.8679 | [155 empty] | 14.8679 | 770 | 14.8679 | 0
745 | 0 | 14.8879 | [155 empty] | 14.8879 | 771 | 14.8879 | 0
746 | 0 | 14.9079 | [155 empty] | 14.9079 | 772 | 14.9079 | 0
747 | 0 | 14.9279 | [155 empty] | 14.9279 | 773 | 14.9279 | 0
748 | 0 | 14.9479 | [155 empty] | 14.9479 | 774 | 14.9479 | 0
749 | 0 | 14.9679 | [155 empty] | 14.9679 | 775 | 14.9679 | 0
750 | 0 | 14.9879 | [155 empty] | 14.9879 | 776 | 14.9879 | 0
751 | 0 | 15.0079 | [155 empty] | 15.0079 | 777 | 15.0079 | 0
752 | 0 | 15.0279 | [155 empty] | 15.0279 | 778 | 15.0279 | 0
753 | 0 | 15.0479 | [155 empty] | 15.0479 | 779 | 15.0479 | 0
754 | 0 | 15.0679 | [155 empty] | 15.0679 | 780 | 15.0679 | 0
755 | 0 | 15.0879 | [155 empty] | 15.0879 | 781 | 15.0879 | 0
756 | 0 | 15.1079 | [155 empty] | 15.1079 | 782 | 15.1079 | 0
757 | 0 | 15.1279 | [155 empty] | 15.1279 | 783 | 15.1279 | 0
758 | 0 | 15.1479 | [155 empty] | 15.1479 | 784 | 15.1479 | 0
759 | 0 | 15.1679 | [155 empty] | 15.1679 | 785 | 15.1679 | 0
760 | 0 | 15.1879 | [155 empty] | 15.1879 | 786 | 15.1879 | 0
761 | 0 | 15.2079 | [155 empty] | 15.2079 | 787 | 15.2079 | 0
762 | 0 | 15.2279 | [155 empty] | 15.2279 | 788 | 15.2279 | 0
763 | 0 | 15.2479 | [155 empty] | 15.2479 | 789 | 15.2479 | 0
764 | 0 | 15.2679 | [155 empty] | 15.2679 | 790 | 15.2679 | 0
765 | 0 | 15.2879 | [155 empty] | 15.2879 | 791 | 15.2879 | 0
766 | 0 | 15.3079 | [155 empty] | 15.3079 | 792 | 15.3079 | 0
767 | 0 | 15.3279 | [155 empty] | 15.3279 | 793 | 15.3279 | 0
768 | 0 | 15.3479 | [155 empty] | 15.3479 | 794 | 15.3479 | 0
769 | 0 | 15.3679 | [155 empty] | 15.3679 | 795 | 15.3679 | 0
770 | 0 | 15.3879 | [155 empty] | 15.3879 | 796 | 15.3879 | 0
771 | 0 | 15.4079 | [155 empty] | 15.4079 | 797 | 15.4079 | 0
772 | 0 | 15.4279 | [155 empty] | 15.4279 | 798 | 15.4279 | 0
773 | 0 | 15.4479 | [155 empty] | 15.4479 | 799 | 15.4479 | 0
774 | 0 | 15.4679 | [155 empty] | 15.4679 | 800 | 15.4679 | 0
775 | 0 | 15.4879 | [155 empty] | 15.4879 | 801 | 15.4879 | 0
776 | 0 | 15.5079 | [155 empty] | 15.5079 | 802 | 15.5079 | 0
777 | 0 | 15.5279 | [155 empty] | 15.5279 | 803 | 15.5279 | 0
778 | 0 | 15.5479 | [155 empty] | 15.5479 | 804 | 15.5479 | 0
779 | 0 | 15.5679 | [155 empty] | 15.5679 | 805 | 15.5679 | 0
780 | 0 | 15.5879 | [155 empty] | 15.5879 | 806 | 15.5879 | 0
781 | 0 | 15.6079 | [155 empty] | 15.6079 | 807 | 15.6079 | 0
782 | 0 | 15.6279 | [155 empty] | 15.6279 | 808 | 15.6279 | 0
783 | 0 | 15.6479 | [155 empty] | 15.6479 | 809 | 15.6479 | 0
784 | 0 | 15.6679 | [155 empty] | 15.6679 | 810 | 15.6679 | 0
785 | 0 | 15.6879 | [155 empty] | 15.6879 | 811 | 15.6879 | 0
786 | 0 | 15.7079 | [155 empty] | 15.7079 | 812 | 15.7079 | 0
787 | 0 | 15.7279 | [155 empty] | 15.7279 | 813 | 15.7279 | 0
788 | 0 | 15.7479 | [155 empty] | 15.7479 | 814 | 15.7479 | 0
789 | 0 | 15.7679 | [155 empty] | 15.7679 | 815 | 15.7679 | 0
790 | 0 | 15.7879 | [155 empty] | 15.7879 | 816 | 15.7879 | 0
791 | 0 | 15.8079 | [155 empty] | 15.8079 | 817 | 15.8079 | 0
792 | 0 | 15.8279 | [155 empty] | 15.8279 | 818 | 15.8279 | 0
793 | 0 | 15.8479 | [155 empty] | 15.8479 | 819 | 15.8479 | 0
794 | 0 | 15.8679 | [155 empty] | 15.8679 | 820 | 15.8679 | 0
795 | 0 | 15.8879 | [155 empty] | 15.8879 | 821 | 15.8879 | 0
796 | 0 | 15.9079 | [155 empty] | 15.9079 | 822 | 15.9079 | 0
797 | 0 | 15.9279 | [155 empty] | 15.9279 | 823 | 15.9279 | 0
798 | 0 | 15.9479 | [155 empty] | 15.9479 | 824 | 15.9479 | 0
799 | 0 | 15.9679 | [155 empty] | 15.9679 | 825 | 15.9679 | 0
800 | 0 | 15.9879 | [155 empty] | 15.9879 | 826 | 15.9879 | 0
801 | 0 | 16.0079 | [155 empty] | 16.0079 | 827 | 16.0079 | 0
802 | 0 | 16.0279 | [155 empty] | 16.0279 | 828 | 16.0279 | 0
803 | 0 | 16.0479 | [155 empty] | 16.0479 | 829 | 16.0479 | 0
804 | 0 | 16.0679 | [155 empty] | 16.0679 | 830 | 16.0679 | 0
805 | 0 | 16.0879 | [155 empty] | 16.0879 | 831 | 16.0879 | 0
806 | 0 | 16.1079 | [155 empty] | 16.1079 | 832 | 16.1079 | 0
807 | 0 | 16.1279 | [155 empty] | 16.1279 | 833 | 16.1279 | 0
808 | 0 | 16.1479 | [155 empty] | 16.1479 | 834 | 16.1479 | 0
809 | 0 | 16.1679 | [155 empty] | 16.1679 | 835 | 16.1679 | 0
810 | 0 | 16.1879 | [155 empty] | 16.1879 | 836 | 16.1879 | 0
811 | 0 | 16.2079 | [155 empty] | 16.2079 | 837 | 16.2079 | 0
812 | 0 | 16.2279 | [155 empty] | 16.2279 | 838 | 16.2279 | 0
813 | 0 | 16.2479 | [155 empty] | 16.2479 | 839 | 16.2479 | 0
814 | 0 | 16.2679 | [155 empty] | 16.2679 | 840 | 16.2679 | 0
815 | 0 | 16.2879 | [155 empty] | 16.2879 | 841 | 16.2879 | 0
816 | 0 | 16.3079 | [155 empty] | 16.3079 | 842 | 16.3079 | 0
817 | 0 | 16.3279 | [155 empty] | 16.3279 | 843 | 16.3279 | 0
818 | 0 | 16.3479 | [155 empty] | 16.3479 | 844 | 16.3479 | 0
819 | 0 | 16.3679 | [155 empty] | 16.3679 | 845 | 16.3679 | 0
820 | 0 | 16.3879 | [155 empty] | 16.3879 | 846 | 16.3879 | 0
821 | 0 | 16.4079 | [155 empty] | 16.4079 | 847 | 16.4079 | 0
822 | 0 | 16.4279 | [155 empty] | 16.4279 | 848 | 16.4279 | 0
823 | 0 | 16.4479 | [155 empty] | 16.4479 | 849 | 16.4479 | 0
824 | 0 | 16.4679 | [155 empty] | 16.4679 | 850 | 16.4679 | 0
825 | 0 | 16.4879 | [155 empty] | 16.4879 | 851 | 16.4879 | 0
826 | 0 | 16.5079 | [155 empty] | 16.5079 | 852 | 16.5079 | 0
827 | 0 | 16.5279 | [155 empty] | 16.5279 | 853 | 16.5279 | 0
828 | 0 | 16.5479 | [155 empty] | 16.5479 | 854 | 16.5479 | 0
829 | 0 | 16.5679 | [155 empty] | 16.5679 | 855 | 16.5679 | 0
830 | 0 | 16.5879 | [155 empty] | 16.5879 | 856 | 16.5879 | 0
831 | 0 | 16.6079 | [155 empty] | 16.6079 | 857 | 16.6079 | 0
832 | 0 | 16.6279 | [155 empty] | 16.6279 | 858 | 16.6279 | 0
833 | 0 | 16.6479 | [155 empty] | 16.6479 | 859 | 16.6479 | 0
834 | 0 | 16.6679 | [155 empty] | 16.6679 | 860 | 16.6679 | 0
835 | 0 | 16.6879 | [155 empty] | 16.6879 | 861 | 16.6879 | 0
836 | 0 | 16.7079 | [155 empty] | 16.7079 | 862 | 16.7079 | 0
837 | 0 | 16.7279 | [155 empty] | 16.7279 | 863 | 16.7279 | 0
838 | 0 | 16.7479 | [155 empty] | 16.7479 | 864 | 16.7479 | 0
839 | 0 | 16.7679 | [155 empty] | 16.7679 | 865 | 16.7679 | 0
840 | 0 | 16.7879 | [155 empty] | 16.7879 | 866 | 16.7879 | 0
841 | 0 | 16.8079 | [155 empty] | 16.8079 | 867 | 16.8079 | 0
842 | 0 | 16.8279 | [155 empty] | 16.8279 | 868 | 16.8279 | 0
843 | 0 | 16.8479 | [155 empty] | 16.8479 | 869 | 16.8479 | 0
844 | 0 | 16.8679 | [155 empty] | 16.8679 | 870 | 16.8679 | 0
845 | 0 | 16.8879 | [155 empty] | 16.8879 | 871 | 16.8879 | 0
846 | 0 | 16.9079 | [155 empty] | 16.9079 | 872 | 16.9079 | 0
847 | 0 | 16.9279 | [155 empty] | 16.9279 | 873 | 16.9279 | 0
848 | 0 | 16.9479 | [155 empty] | 16.9479 | 874 | 16.9479 | 0
849 | 0 | 16.9679 | [155 empty] | 16.9679 | 875 | 16.9679 | 0
850 | 0 | 16.9879 | [155 empty] | 16.9879 | 876 | 16.9879 | 0
851 | 0 | 17.0079 | [155 empty] | 17.0079 | 877 | 17.0079 | 0
852 | 0 | 17.0279 | [155 empty] | 17.0279 | 878 | 17.0279 | 0
853 | 0 | 17.0479 | [155 empty] | 17.0479 | 879 | 17.0479 | 0
854 | 0 | 17.0679 | [155 empty] | 17.0679 | 880 | 17.0679 | 0
855 | 0 | 17.0879 | [155 empty] | 17.0879 | 881 | 17.0879 | 0
856 | 0 | 17.1079 | [155 empty] | 17.1079 | 882 | 17.1079 | 0
857 | 0 | 17.1279 | [155 empty] | 17.1279 | 883 | 17.1279 | 0
858 | 0 | 17.1479 | [155 empty] | 17.1479 | 884 | 17.1479 | 0
859 | 0 | 17.1679 | [155 empty] | 17.1679 | 885 | 17.1679 | 0
860 | 0 | 17.1879 | [155 empty] | 17.1879 | 886 | 17.1879 | 0
861 | 0 | 17.2079 | [155 empty] | 17.2079 | 887 | 17.2079 | 0
862 | 0 | 17.2279 | [155 empty] | 17.2279 | 888 | 17.2279 | 0
863 | 0 | 17.2479 | [155 empty] | 17.2479 | 889 | 17.2479 | 0
864 | 0 | 17.2679 | [155 empty] | 17.2679 | 890 | 17.2679 | 0
865 | 0 | 17.2879 | [155 empty] | 17.2879 | 891 | 17.2879 | 0
866 | 0 | 17.3079 | [155 empty] | 17.3079 | 892 | 17.3079 | 0
867 | 0 | 17.3279 | [155 empty] | 17.3279 | 893 | 17.3279 | 0
868 | 0 | 17.3479 | [155 empty] | 17.3479 | 894 | 17.3479 | 0
869 | 0 | 17.3679 | [155 empty] | 17.3679 | 895 | 17.3679 | 0
870 | 0 | 17.3879 | [155 empty] | 17.3879 | 896 | 17.3879 | 0
871 | 0 | 17.4079 | [155 empty] | 17.4079 | 897 | 17.4079 | 0
872 | 0 | 17.4279 | [155 empty] | 17.4279 | 898 | 17.4279 | 0
873 | 0 | 17.4479 | [155 empty] | 17.4479 | 899 | 17.4479 | 0
874 | 0 | 17.4679 | [155 empty] | 17.4679 | 900 | 17.4679 | 0
875 | 0 | 17.4879 | [155 empty] | 17.4879 | 901 | 17.4879 | 0
876 | 0 | 17.5079 | [155 empty] | 17.5079 | 902 | 17.5079 | 0
877 | 0 | 17.5279 | [155 empty] | 17.5279 | 903 | 17.5279 | 0
878 | 0 | 17.5479 | [155 empty] | 17.5479 | 904 | 17.5479 | 0
879 | 0 | 17.5679 | [155 empty] | 17.5679 | 905 | 17.5679 | 0
880 | 0 | 17.5879 | [155 empty] | 17.5879 | 906 | 17.5879 | 0
881 | 0 | 17.6079 | [155 empty] | 17.6079 | 907 | 17.6079 | 0
882 | 0 | 17.6279 | [155 empty] | 17.6279 | 908 | 17.6279 | 0
883 | 0 | 17.6479 | [155 empty] | 17.6479 | 909 | 17.6479 | 0
884 | 0 | 17.6679 | [155 empty] | 17.6679 | 910 | 17.6679 | 0
885 | 0 | 17.6879 | [155 empty] | 17.6879 | 911 | 17.6879 | 0
886 | 0 | 17.7079 | [155 empty] | 17.7079 | 912 | 17.7079 | 0
887 | 0 | 17.7279 | [155 empty] | 17.7279 | 913 | 17.7279 | 0
888 | 0 | 17.7479 | [155 empty] | 17.7479 | 914 | 17.7479 | 0
889 | 0 | 17.7679 | [155 empty] | 17.7679 | 915 | 17.7679 | 0
890 | 0 | 17.7879 | [155 empty] | 17.7879 | 916 | 17.7879 | 0
891 | 0 | 17.8079 | [155 empty] | 17.8079 | 917 | 17.8079 | 0
892 | 0 | 17.8279 | [155 empty] | 17.8279 | 918 | 17.8279 | 0
893 | 0 | 17.8479 | [155 empty] | 17.8479 | 919 | 17.8479 | 0
894 | 0 | 17.8679 | [155 empty] | 17.8679 | 920 | 17.8679 | 0
895 | 0 | 17.8879 | [155 empty] | 17.8879 | 921 | 17.8879 | 0
896 | 0 | 17.9079 | [155 empty] | 17.9079 | 922 | 17.9079 | 0
897 | 0 | 17.9279 | [155 empty] | 17.9279 | 923 | 17.9279 | 0
898 | 0 | 17.9479 | [155 empty] | 17.9479 | 924 | 17.9479 | 0
899 | 0 | 17.9679 | [155 empty] | 17.9679 | 925 | 17.9679 | 0
900 | 0 | 17.9879 | [155 empty] | 17.9879 | 926 | 17.9879 | 0
901 | 0 | 18.0079 | [155 empty] | 18.0079 | 927 | 18.0079 | 0
902 | 0 | 18.0279 | [155 empty] | 18.0279 | 928 | 18.0279 | 0
903 | 0 | 18.0479 | [155 empty] | 18.0479 | 929 | 18.0479 | 0
904 | 0 | 18.0679 | [155 empty] | 18.0679 | 930 | 18.0679 | 0
905 | 0 | 18.0879 | [155 empty] | 18.0879 | 931 | 18.0879 | 0
906 | 0 | 18.1079 | [155 empty] | 18.1079 | 932 | 18.1079 | 0
907 | 0 | 18.1279 | [155 empty] | 18.1279 | 933 | 18.1279 | 0
908 | 0 | 18.1479 | [155 empty] | 18.1479 | 934 | 18.1479 | 0
909 | 0 | 18.1679 | [155 empty] | 18.1679 | 935 | 18.1679 | 0
910 | 0 | 18.1879 | [155 empty] | 18.1879 | 936 | 18.1879 | 0
911 | 0 | 18.2079 | [155 empty] | 18.2079 | 937 | 18.2079 | 0
912 | 0 | 18.2279 | [155 empty] | 18.2279 | 938 | 18.2279 | 0
913 | 0 | 18.2479 | [155 empty] | 18.2479 | 939 | 18.2479 | 0
914 | 0 | 18.2679 | [155 empty] | 18.2679 | 940 | 18.2679 | 0
915 | 0 | 18.2879 | [155 empty] | 18.2879 | 941 | 18.2879 | 0
916 | 0 | 18.3079 | [155 empty] | 18.3079 | 942 | 18.3079 | 0
917 | 0 | 18.3279 | [155 empty] | 18.3279 | 943 | 18.3279 | 0
918 | 0 | 18.3479 | [155 empty] | 18.3479 | 944 | 18.3479 | 0
919 | 0 | 18.3679 | [155 empty] | 18.3679 | 945 | 18.3679 | 0
920 | 0 | 18.3879 | [155 empty] | 18.3879 | 946 | 18.3879 | 0
921 | 0 | 18.4079 | [155 empty] | 18.4079 | 947 | 18.4079 | 0
922 | 0 | 18.4279 | [155 empty] | 18.4279 | 948 | 18.4279 | 0
923 | 0 | 18.4479 | [155 empty] | 18.4479 | 949 | 18.4479 | 0
924 | 0 | 18.4679 | [155 empty] | 18.4679 | 950 | 18.4679 | 0
925 | 0 | 18.4879 | [155 empty] | 18.4879 | 951 | 18.4879 | 0
926 | 0 | 18.5079 | [155 empty] | 18.5079 | 952 | 18.5079 | 0
927 | 0 | 18.5279 | [155 empty] | 18.5279 | 953 | 18.5279 | 0
928 | 0 | 18.5479 | [155 empty] | 18.5479 | 954 | 18.5479 | 0
929 | 0 | 18.5679 | [155 empty] | 18.5679 | 955 | 18.5679 | 0
930 | 0 | 18.5879 | [155 empty] | 18.5879 | 956 | 18.5879 | 0
931 | 0 | 18.6079 | [155 empty] | 18.6079 | 957 | 18.6079 | 0
932 | 0 | 18.6279 | [155 empty] | 18.6279 | 958 | 18.6279 | 0
933 | 0 | 18.6479 | [155 empty] | 18.6479 | 959 | 18.6479 | 0
934 | 0 | 18.6679 | [155 empty] | 18.6679 | 960 | 18.6679 | 0
935 | 0 | 18.6879 | [155 empty] | 18.6879 | 961 | 18.6879 | 0
936 | 0 | 18.7079 | [155 empty] | 18.7079 | 962 | 18.7079 | 0
937 | 0 | 18.7279 | [155 empty] | 18.7279 | 963 | 18.7279 | 0
938 | 0 | 18.7479 | [155 empty] | 18.7479 | 964 | 18.7479 | 0
939 | 0 | 18.7679 | [155 empty] | 18.7679 | 965 | 18.7679 | 0
940 | 0 | 18.7879 | [155 empty] | 18.7879 | 966 | 18.7879 | 0
941 | 0 | 18.8079 | [155 empty] | 18.8079 | 967 | 18.8079 | 0
942 | 0 | 18.8279 | [155 empty] | 18.8279 | 968 | 18.8279 | 0
943 | 0 | 18.8479 | [155 empty] | 18.8479 | 969 | 18.8479 | 0
944 | 0 | 18.8679 | [155 empty] | 18.8679 | 970 | 18.8679 | 0
945 | 0 | 18.8879 | [155 empty] | 18.8879 | 971 | 18.8879 | 0
946 | 0 | 18.9079 | [155 empty] | 18.9079 | 972 | 18.9079 | 0
947 | 0 | 18.9279 | [155 empty] | 18.9279 | 973 | 18.9279 | 0
948 | 0 | 18.9479 | [155 empty] | 18.9479 | 974 | 18.9479 | 0
949 | 0 | 18.9679 | [155 empty] | 18.9679 | 975 | 18.9679 | 0
950 | 0 | 18.9879 | [155 empty] | 18.9879 | 976 | 18.9879 | 0
951 | 0 | 19.0079 | [155 empty] | 19.0079 | 977 | 19.0079 | 0
952 | 0 | 19.0279 | [155 empty] | 19.0279 | 978 | 19.0279 | 0
953 | 0 | 19.0479 | [155 empty] | 19.0479 | 979 | 19.0479 | 0
954 | 0 | 19.0679 | [155 empty] | 19.0679 | 980 | 19.0679 | 0
955 | 0 | 19.0879 | [155 empty] | 19.0879 | 981 | 19.0879 | 0
956 | 0 | 19.1079 | [155 empty] | 19.1079 | 982 | 19.1079 | 0
957 | 0 | 19.1279 | [155 empty] | 19.1279 | 983 | 19.1279 | 0
958 | 0 | 19.1479 | [155 empty] | 19.1479 | 984 | 19.1479 | 0
959 | 0 | 19.1679 | [155 empty] | 19.1679 | 985 | 19.1679 | 0
960 | 0 | 19.1879 | [155 empty] | 19.1879 | 986 | 19.1879 | 0
961 | 0 | 19.2079 | [155 empty] | 19.2079 | 987 | 19.2079 | 0
962 | 0 | 19.2279 | [155 empty] | 19.2279 | 988 | 19.2279 | 0
963 | 0 | 19.2479 | [155 empty] | 19.2479 | 989 | 19.2479 | 0
964 | 0 | 19.2679 | [155 empty] | 19.2679 | 990 | 19.2679 | 0
965 | 0 | 19.2879 | [155 empty] | 19.2879 | 991 | 19.2879 | 0
966 | 0 | 19.3079 | [155 empty] | 19.3079 | 992 | 19.3079 | 0
967 | 0 | 19.3279 | [155 empty] | 19.3279 | 993 | 19.3279 | 0
968 | 0 | 19.3479 | [155 empty] | 19.3479 | 994 | 19.3479 | 0
969 | 0 | 19.3679 | [155 empty] | 19.3679 | 995 | 19.3679 | 0
970 | 0 | 19.3879 | [155 empty] | 19.3879 | 996 | 19.3879 | 0
971 | 0 | 19.4079 | [155 empty] | 19.4079 | 997 | 19.4079 | 0
972 | 0 | 19.4279 | [155 empty] | 19.4279 | 998 | 19.4279 | 0
973 | 0 | 19.4479 | [155 empty] | 19.4479 | 999 | 19.4479 | 0
974 | 0 | 19.4679 | [155 empty] | 19.4679 | 1000 | 19.4679 | 0
975 | 0 | 19.4879 | [155 empty] | 19.4879 | 1001 | 19.4879 | 0
976 | 0 | 19.5079 | [155 empty] | 19.5079 | 1002 | 19.5079 | 0
977 | 0 | 19.5279 | [155 empty] | 19.5279 | 1003 | 19.5279 | 0
978 | 0 | 19.5479 | [155 empty] | 19.5479 | 1004 | 19.5479 | 0
979 | 0 | 19.5679 | [155 empty] | 19.5679 | 1005 | 19.5679 | 0
980 | 0 | 19.5879 | [155 empty] | 19.5879 | 1006 | 19.5879 | 0
981 | 0 | 19.6079 | [155 empty] | 19.6079 | 1007 | 19.6079 | 0
982 | 0 | 19.6279 | [155 empty] | 19.6279 | 1008 | 19.6279 | 0
983 | 0 | 19.6479 | [155 empty] | 19.6479 | 1009 | 19.6479 | 0
984 | 0 | 19.6679 | [155 empty] | 19.6679 | 1010 | 19.6679 | 0
985 | 0 | 19.6879 | [155 empty] | 19.6879 | 1011 | 19.6879 | 0
986 | 0 | 19.7079 | [155 empty] | 19.7079 | 1012 | 19.7079 | 0
987 | 0 | 19.7279 | [155 empty] | 19.7279 | 1013 | 19.7279 | 0
988 | 0 | 19.7479 | [155 empty] | 19.7479 | 1014 | 19.7479 | 0
989 | 0 | 19.7679 | [155 empty] | 19.7679 | 1015 | 19.7679 | 0
990 | 0 | 19.7879 | [155 empty] | 19.7879 | 1016 | 19.7879 | 0
991 | 0 | 19.8079 | [155 empty] | 19.8079 | 1017 | 19.8079 | 0
992 | 0 | 19.8279 | [155 empty] | 19.8279 | 1018 | 19.8279 | 0
993 | 0 | 19.8479 | [155 empty] | 19.8479 | 1019 | 19.8479 | 0
994 | 0 | 19.8679 | [155 empty] | 19.8679 | 1020 | 19.8679 | 0
995 | 0 | 19.8879 | [155 empty] | 19.8879 | 1021 | 19.8879 | 0
996 | 0 | 19.9079 | [155 empty] | 19.9079 | 1022 | 19.9079 | 0
997 | 0 | 19.9279 | [155 empty] | 19.9279 | 1023 | 19.9279 | 0
998 | 0 | 19.9479 | [155 empty] | 19.9479 | 1024 | 19.9479 | 0
999 | 0 | 19.9679 | [155 empty] | 19.9679 | 1025 | 19.9679 | 0
1000 | 0 | 19.9879 | [155 empty] | 19.9879 | 1026 | 19.9879 | 0
1001 | 0 | 20.0079 | [155 empty] | 20.0079 | 1027 | 20.0079 | 0
1002 | 0 | 20.0279 | [155 empty] | 20.0279 | 1028 | 20.0279 | 0
1003 | 0 | 20.0479 | [155 empty] | 20.0479 | 1029 | 20.0479 | 0
1004 | 0 | 20.0679 | [155 empty] | 20.0679 | 1030 | 20.0679 | 0
1005 | 0 | 20.0879 | [155 empty] | 20.0879 | 1031 | 20.0879 | 0
1006 | 0 | 20.1079 | [155 empty] | 20.1079 | 1032 | 20.1079 | 0
1007 | 0 | 20.1279 | [155 empty] | 20.1279 | 1033 | 20.1279 | 0
1008 | 0 | 20.1479 | [155 empty] | 20.1479 | 1034 | 20.1479 | 0
1009 | 0 | 20.1679 | [155 empty] | 20.1679 | 1035 | 20.1679 | 0
1010 | 0 | 20.1879 | [155 empty] | 20.1879 | 1036 | 20.1879 | 0
1011 | 0 | 20.2079 | [155 empty] | 20.2079 | 1037 | 20.2079 | 0
1012 | 0 | 20.2279 | [155 empty] | 20.2279 | 1038 | 20.2279 | 0
1013 | 0 | 20.2479
1014 | 0 | 20.2679
1015 | 0 | 20.2879
1016 | 0 | 20.3079
1017 | 0 | 20.3279
1018 | 0 | 20.3479
1019 | 0 | 20.3679
1020 | 0 | 20.3879
1021 | 0 | 20.4079
1022 | 0 | 20.4279
1023 | 0 | 20.4479

## ExpData
|  | Detector | NE213 | NE213 | NE213 | NE213
Type
|  | Source | Cs137 | Na22 | Co60 | Ba133
|  | Lines | 661.7 | 511 | 1173 | 79
|  |  |  | 1275 | 1333 | 304
355
Notes
|  | Title | S1_01 | S1_02 | S1_03 | S1_04 | S1_05 | S2_01 | S2_02 | S2_03 | S2_04 | S2_05 | S2_06 | S2_07 | S2_08 | S2_09 | S2_10 | S2_11 | S2_12 | S2_13 | S2_14 | S2_15 | S2_16 | S2_17 | S2_18 | S2_19 | S2_20 | S2_21 | S2_22 | S2_23 | S2_24 | S2_25 | S2_26 | S2_27 | S2_28 | S2_29 | S2_30 | S2_31 | S2_32 | S1_4_TOFOR
| List | [39 empty] | 0
4 | S1_01 |  | 0 | 0 | 670 | 18 | 2 | 0 | 0 | 0 | 0 | 0 | 0 | 0 | 0 | 0 | 0 | 0 | 0 | 0 | 0 | 0 | 3 | 16 | 11 | 5 | 2 | 1 | 2 | 2 | 1 | 0 | 0 | 2 | 3 | 1 | 2 | 2 | 1 | 0 | 1
5 | S1_02 |  | 2144 | 986 | 4996 | 71209 | 342 | 0 | 1 | 0 | 0 | 0 | 0 | 0 | 0 | 0 | 0 | 0 | 0 | 0 | 0 | 0 | 7138 | 3765 | 3621 | 905 | 346 | 692 | 383 | 15 | 5 | 3 | 1 | 216 | 285 | 433 | 829 | 184 | 219 | 1.4859 | 2
6 | S1_03 |  | 82244 | 86299 | 64511 | 558565 | 211165 | 0 | 5 | 1 | 0 | 0 | 0 | 0 | 0 | 0 | 0 | 0 | 0 | 0 | 0 | 1 | 18344 | 21992 | 19099 | 10998 | 9226 | 12066 | 12403 | 6069 | 3456 | 1931 | 3357 | 8149 | 5559 | 8160 | 10476 | 6038 | 4847 | 0 | 3
7 | S1_04 |  | 54852 | 59427 | 54292 | 75109 | 97562 | 0 | 137 | 414 | 135 | 7 | 47 | 6 | 19 | 0 | 4 | 0 | 0 | 6 | 0 | 22 | 19325 | 34195 | 28862 | 21565 | 31399 | 22082 | 24149 | 20042 | 13157 | 9509 | 13462 | 26270 | 10717 | 23787 | 21720 | 19757 | 16451 | 0 | 4
8 | S1_05 |  | 29441 | 39248 | 28545 | 50405 | 56925 | 618 | 2173 | 11155 | 1726 | 662 | 1007 | 679 | 678 | 371 | 3537 | 229 | 244 | 1005 | 294 | 1386 | 16969 | 39127 | 30590 | 25444 | 47224 | 25478 | 29395 | 29460 | 24141 | 18184 | 24037 | 39603 | 12799 | 34937 | 27205 | 32115 | 27612 | 0.42584 | 5
9 | S2_01 |  | 16262 | 26917 | 19942 | 36869 | 39934 | 2260 | 4394 | 15536 | 3355 | 2241 | 2735 | 2173 | 1911 | 1143 | 8561 | 762 | 701 | 2918 | 1208 | 3166 | 14320 | 40117 | 30322 | 25412 | 44230 | 26076 | 29372 | 33682 | 30244 | 24611 | 31254 | 42464 | 13256 | 40540 | 28503 | 38404 | 33290 | 1.1174 | 6
10 | S2_02 |  | 12142 | 20098 | 16884 | 28727 | 32618 | 3941 | 6253 | 16254 | 5466 | 4100 | 5548 | 5978 | 3596 | 3059 | 10117 | 1968 | 1121 | 4125 | 2311 | 4840 | 12648 | 37753 | 31518 | 25228 | 29858 | 26150 | 29871 | 33696 | 33492 | 28286 | 34153 | 37400 | 12993 | 39667 | 28857 | 39224 | 36316 | 0.52118 | 7
11 | S2_03 |  | 10280 | 15829 | 15580 | 23649 | 29968 | 5700 | 7331 | 16372 | 7274 | 6043 | 8202 | 10314 | 5152 | 6145 | 11176 | 3752 | 1511 | 5281 | 3993 | 6217 | 10801 | 31791 | 31931 | 25795 | 16918 | 25694 | 30743 | 30082 | 34175 | 29734 | 33486 | 26597 | 13143 | 32908 | 30054 | 33888 | 36532 | 0 | 8
12 | S2_04 |  | 9588 | 13135 | 14136 | 19970 | 27124 | 6558 | 7768 | 15211 | 8400 | 7258 | 9595 | 12794 | 6313 | 9011 | 11524 | 5539 | 1830 | 6054 | 5220 | 6903 | 8424 | 23510 | 29694 | 26514 | 10128 | 25990 | 30589 | 23911 | 31380 | 29416 | 28157 | 16651 | 12596 | 22675 | 30313 | 24448 | 31058 | 0 | 9
13 | S2_05 |  | 9002 | 11403 | 13583 | 17418 | 26032 | 7076 | 7935 | 13090 | 9069 | 7838 | 10437 | 13126 | 6911 | 10780 | 11099 | 6311 | 1891 | 6406 | 6028 | 7377 | 5672 | 15411 | 23564 | 26862 | 7533 | 24447 | 27852 | 17958 | 25424 | 26433 | 21037 | 10422 | 11995 | 13923 | 28766 | 15122 | 22344 | 0 | 10
14 | S2_06 |  | 8386 | 10346 | 13313 | 16020 | 24746 | 7215 | 7817 | 11250 | 9350 | 8038 | 11105 | 11858 | 7080 | 11482 | 10264 | 6984 | 1896 | 6498 | 6307 | 7270 | 3797 | 10058 | 15981 | 25558 | 6887 | 21664 | 22184 | 12584 | 18617 | 21952 | 14611 | 7320 | 10139 | 8960 | 24886 | 9363 | 14241 | 0 | 11
15 | S2_07 |  | 8162 | 9845 | 13234 | 15074 | 24253 | 6974 | 7672 | 9463 | 9598 | 8227 | 10959 | 9542 | 7072 | 11263 | 9180 | 7603 | 1890 | 6723 | 6645 | 7201 | 2470 | 7080 | 10404 | 22698 | 6864 | 18218 | 16081 | 8922 | 12034 | 16128 | 9595 | 6327 | 8310 | 6615 | 19567 | 6504 | 8937 | 0 | 12
16 | S2_08 |  | 8115 | 9401 | 12869 | 14155 | 23154 | 7174 | 7474 | 8337 | 9728 | 8362 | 10631 | 7154 | 7192 | 10297 | 8455 | 7830 | 1917 | 6664 | 6834 | 7115 | 1911 | 5969 | 6975 | 18419 | 6878 | 14438 | 10531 | 6644 | 8063 | 11503 | 6827 | 5921 | 6615 | 5554 | 14287 | 5619 | 6247 | 0 | 13
17 | S2_09 |  | 7906 | 9072 | 12157 | 13586 | 22042 | 6794 | 7329 | 7230 | 9451 | 8519 | 9636 | 5145 | 7363 | 8526 | 7671 | 7839 | 2012 | 6784 | 6808 | 7093 | 1679 | 5384 | 5149 | 13722 | 7407 | 10814 | 7277 | 5599 | 5950 | 8074 | 5409 | 5796 | 4970 | 5243 | 10026 | 5320 | 5029 | 0 | 14
18 | S2_10 |  | 7453 | 8637 | 11172 | 12776 | 20381 | 6860 | 7297 | 6798 | 9301 | 8524 | 8117 | 3889 | 7540 | 6868 | 7047 | 8025 | 1944 | 6841 | 7128 | 7003 | 1561 | 5382 | 4325 | 9977 | 7757 | 8071 | 5299 | 4951 | 4891 | 5775 | 4812 | 5992 | 3620 | 5227 | 6981 | 5119 | 4636 | -0.64465 | 15
19 | S2_11 |  | 6958 | 8333 | 9474 | 12408 | 19038 | 6762 | 7019 | 6806 | 8783 | 8409 | 6677 | 3078 | 7460 | 5187 | 6741 | 7609 | 1934 | 6579 | 7117 | 6917 | 1536 | 5344 | 4002 | 7056 | 7913 | 6009 | 4465 | 4652 | 4677 | 4837 | 4701 | 6303 | 2809 | 5253 | 5342 | 5155 | 4469 | -0.61621 | 16
20 | S2_12 |  | 6027 | 7637 | 7924 | 12078 | 16874 | 7053 | 7195 | 6762 | 8246 | 8244 | 5533 | 2601 | 7551 | 3857 | 6577 | 6985 | 1796 | 6641 | 6825 | 6709 | 1611 | 5453 | 3917 | 5241 | 7546 | 4764 | 4011 | 4755 | 4229 | 4310 | 4540 | 6476 | 2199 | 5466 | 4476 | 5287 | 4434 | -2.576 | 17
21 | S2_13 |  | 5080 | 6909 | 5938 | 10972 | 14736 | 6788 | 6904 | 6614 | 7394 | 7854 | 4427 | 2420 | 7166 | 3012 | 6423 | 6051 | 1833 | 6409 | 6616 | 6590 | 1586 | 5655 | 3772 | 4181 | 6600 | 4073 | 3844 | 4810 | 4276 | 4055 | 4559 | 6569 | 1913 | 5554 | 4068 | 5463 | 4413 | -1.8706 | 18
22 | S2_14 |  | 4039 | 6117 | 4635 | 10379 | 12715 | 6991 | 6767 | 6524 | 6301 | 7118 | 3433 | 2280 | 6760 | 2232 | 6502 | 5139 | 1608 | 6297 | 6231 | 6220 | 1727 | 5673 | 3923 | 3632 | 5206 | 3579 | 3728 | 4792 | 4119 | 3979 | 4792 | 6489 | 1697 | 6054 | 3808 | 5657 | 4650 | -1.6562 | 19
23 | S2_15 |  | 3151 | 5252 | 3400 | 9665 | 10430 | 6687 | 6428 | 6139 | 5472 | 6534 | 2797 | 2166 | 6103 | 1934 | 6296 | 4371 | 1526 | 5798 | 5566 | 6006 | 1731 | 5888 | 3985 | 3316 | 3829 | 3311 | 3700 | 4813 | 4315 | 3831 | 4770 | 6147 | 1607 | 6067 | 3758 | 5960 | 4592 | -1.2288 | 20
24 | S2_16 |  | 2435 | 4593 | 2861 | 8617 | 8663 | 6374 | 6219 | 5798 | 4455 | 5760 | 2207 | 2251 | 5540 | 1718 | 5964 | 3285 | 1385 | 5473 | 4955 | 5488 | 1757 | 5825 | 4194 | 3144 | 2608 | 3241 | 3751 | 5018 | 4295 | 3870 | 4944 | 5403 | 1649 | 6056 | 3641 | 6237 | 4879 | -5.2967 | 21
25 | S2_17 |  | 1936 | 3575 | 2350 | 7506 | 7183 | 6264 | 5898 | 5184 | 3557 | 4958 | 1967 | 2218 | 4771 | 1584 | 5794 | 2723 | 1179 | 5113 | 4190 | 5181 | 1780 | 5520 | 4128 | 3329 | 1630 | 3305 | 3636 | 4937 | 4418 | 3957 | 5029 | 4331 | 1596 | 5916 | 3749 | 5950 | 5282 | -19.1757 | 22
26 | S2_18 |  | 1641 | 2962 | 2218 | 6447 | 5927 | 5870 | 5505 | 4843 | 3008 | 4206 | 1711 | 2317 | 4088 | 1562 | 5357 | 2037 | 953 | 4537 | 3582 | 4639 | 1694 | 5118 | 4378 | 3211 | 955 | 3247 | 3771 | 4857 | 4655 | 4122 | 5077 | 3367 | 1628 | 5165 | 3795 | 5540 | 5326 | -56.3825 | 23
27 | S2_19 |  | 1497 | 2551 | 2106 | 5321 | 5198 | 5392 | 5110 | 4270 | 2486 | 3526 | 1525 | 2298 | 3388 | 1518 | 4829 | 1731 | 815 | 4140 | 2871 | 4017 | 1678 | 4267 | 4590 | 3237 | 625 | 3344 | 3918 | 4484 | 4808 | 4257 | 5116 | 2394 | 1694 | 4349 | 3890 | 4836 | 5575 | -79.8727 | 24
28 | S2_20 |  | 1421 | 2125 | 2028 | 4592 | 4735 | 4924 | 4433 | 3583 | 2065 | 3081 | 1521 | 2314 | 2831 | 1516 | 4258 | 1407 | 713 | 3673 | 2396 | 3548 | 1532 | 3512 | 4694 | 3235 | 353 | 3165 | 4057 | 4117 | 5051 | 4292 | 4859 | 1646 | 1633 | 3617 | 3989 | 3804 | 5470 | -24.1445 | 25
29 | S2_21 |  | 1365 | 1855 | 2014 | 4017 | 4271 | 4298 | 4079 | 3211 | 1838 | 2595 | 1516 | 2302 | 2394 | 1597 | 3813 | 1222 | 508 | 3120 | 1935 | 3117 | 1309 | 2808 | 4582 | 3378 | 214 | 3277 | 4213 | 3732 | 4967 | 4412 | 4546 | 1175 | 1666 | 2739 | 4052 | 3004 | 5074 | 661.649 | 26
30 | S2_22 |  | 1305 | 1647 | 1940 | 3379 | 3968 | 3928 | 3408 | 2534 | 1611 | 2199 | 1444 | 2349 | 2008 | 1599 | 3391 | 1181 | 475 | 2738 | 1577 | 2616 | 1115 | 2254 | 4489 | 3337 | 121 | 3365 | 4336 | 3073 | 4988 | 4467 | 4101 | 730 | 1717 | 2046 | 4224 | 2119 | 4568 | 5748.12 | 27
31 | S2_23 |  | 1303 | 1573 | 1829 | 2947 | 3773 | 3310 | 3117 | 2217 | 1458 | 1820 | 1513 | 2239 | 1687 | 1585 | 2911 | 1070 | 412 | 2291 | 1440 | 2331 | 848 | 1508 | 3978 | 3433 | 93 | 3492 | 4259 | 2677 | 4601 | 4423 | 3525 | 484 | 1784 | 1365 | 4349 | 1418 | 3766 | 33639.2 | 28
32 | S2_24 |  | 1267 | 1525 | 1884 | 2610 | 3732 | 2805 | 2740 | 1849 | 1390 | 1648 | 1410 | 2219 | 1481 | 1613 | 2437 | 1002 | 348 | 1955 | 1233 | 1944 | 635 | 1127 | 3528 | 3496 | 51 | 3582 | 4321 | 2134 | 4188 | 4242 | 2885 | 312 | 1809 | 1022 | 4458 | 999 | 3104 | 223471 | 29
33 | S2_25 |  | 1250 | 1540 | 1741 | 2359 | 3623 | 2546 | 2299 | 1604 | 1394 | 1467 | 1471 | 2053 | 1331 | 1629 | 2051 | 1010 | 297 | 1610 | 1088 | 1665 | 496 | 751 | 2897 | 3619 | 53 | 3577 | 4118 | 1699 | 3572 | 4201 | 2199 | 174 | 1865 | 661 | 4448 | 670 | 2319 | 509356 | 30
34 | S2_26 |  | 1237 | 1458 | 1830 | 2194 | 3438 | 2117 | 1981 | 1406 | 1291 | 1370 | 1483 | 1921 | 1156 | 1665 | 1779 | 1008 | 287 | 1525 | 1006 | 1485 | 369 | 513 | 2189 | 3771 | 48 | 3479 | 3887 | 1309 | 3115 | 3704 | 1688 | 138 | 1729 | 430 | 4438 | 450 | 1680 | 286724 | 31
35 | S2_27 |  | 1171 | 1357 | 1852 | 2034 | 3376 | 1911 | 1726 | 1289 | 1300 | 1296 | 1519 | 1761 | 1073 | 1699 | 1485 | 961 | 266 | 1340 | 984 | 1319 | 229 | 323 | 1764 | 3801 | 26 | 3519 | 3404 | 997 | 2357 | 3325 | 1211 | 85 | 1753 | 326 | 4135 | 296 | 1224 | 55197.1 | 32
36 | S2_28 |  | 1258 | 1383 | 1807 | 1976 | 3419 | 1632 | 1528 | 1165 | 1304 | 1133 | 1538 | 1597 | 1022 | 1775 | 1355 | 1026 | 257 | 1184 | 918 | 1177 | 170 | 255 | 1309 | 3725 | 16 | 3312 | 2803 | 722 | 1871 | 2759 | 959 | 52 | 1659 | 201 | 3756 | 216 | 874 | 12282.8 | 33
37 | S2_29 |  | 1143 | 1369 | 1855 | 1885 | 3197 | 1440 | 1427 | 990 | 1270 | 1132 | 1588 | 1388 | 992 | 1800 | 1180 | 997 | 251 | 1100 | 908 | 1116 | 117 | 156 | 962 | 3748 | 17 | 3099 | 2453 | 533 | 1357 | 2317 | 666 | 50 | 1522 | 141 | 3485 | 156 | 578 | 3519.51 | 34
38 | S2_30 |  | 1198 | 1304 | 1806 | 1839 | 3165 | 1282 | 1258 | 956 | 1228 | 1188 | 1620 | 1111 | 989 | 1759 | 1091 | 951 | 233 | 1070 | 934 | 1073 | 86 | 107 | 643 | 3556 | 26 | 3003 | 1962 | 413 | 1105 | 1896 | 454 | 31 | 1351 | 85 | 3005 | 104 | 426 | 1615.4 | 35
39 | S2_31 |  | 1148 | 1341 | 1760 | 1842 | 3201 | 1175 | 1144 | 1015 | 1321 | 1146 | 1590 | 915 | 941 | 1672 | 938 | 1010 | 249 | 957 | 886 | 1006 | 64 | 82 | 512 | 3502 | 20 | 2734 | 1519 | 270 | 806 | 1438 | 354 | 23 | 1186 | 82 | 2494 | 74 | 287 | 1401.99 | 36
40 | S2_32 |  | 1209 | 1350 | 1693 | 1803 | 3217 | 1043 | 1096 | 977 | 1320 | 1130 | 1604 | 766 | 995 | 1568 | 897 | 1009 | 248 | 890 | 909 | 981 | 51 | 56 | 361 | 3193 | 24 | 2436 | 1137 | 219 | 559 | 1109 | 241 | 26 | 984 | 40 | 2046 | 60 | 192 | 1260.49 | 37
41 | S1_4_TOFOR |  | 1169 | 1351 | 1593 | 1794 | 3084 | 1013 | 1052 | 887 | 1292 | 1133 | 1533 | 611 | 948 | 1592 | 924 | 1011 | 242 | 870 | 885 | 911 | 41 | 40 | 235 | 2800 | 25 | 2069 | 867 | 154 | 373 | 875 | 178 | 26 | 881 | 35 | 1585 | 46 | 154 | 1092.39 | 38
|  |  | 1193 | 1261 | 1567 | 1733 | 3060 | 1003 | 1022 | 918 | 1367 | 1083 | 1579 | 482 | 977 | 1460 | 845 | 1012 | 206 | 927 | 847 | 889 | 29 | 42 | 159 | 2431 | 20 | 1768 | 666 | 100 | 275 | 652 | 119 | 28 | 724 | 31 | 1198 | 34 | 101 | 1063.11 | 39
|  |  | 1109 | 1296 | 1547 | 1724 | 3069 | 964 | 947 | 816 | 1323 | 1075 | 1528 | 373 | 1004 | 1286 | 876 | 1053 | 240 | 874 | 923 | 826 | 26 | 28 | 123 | 2057 | 42 | 1496 | 502 | 81 | 216 | 517 | 98 | 26 | 650 | 25 | 904 | 38 | 78 | 1165.47 | 40
|  |  | 1139 | 1276 | 1498 | 1716 | 2888 | 876 | 921 | 893 | 1375 | 1183 | 1492 | 287 | 961 | 1193 | 813 | 1049 | 227 | 875 | 935 | 858 | 16 | 33 | 86 | 1747 | 28 | 1163 | 373 | 67 | 172 | 372 | 76 | 29 | 488 | 23 | 729 | 35 | 57 | 1101.67 | 41
|  |  | 1103 | 1251 | 1390 | 1630 | 2698 | 883 | 921 | 869 | 1336 | 1168 | 1475 | 249 | 981 | 1068 | 777 | 1046 | 244 | 847 | 897 | 825 | 15 | 31 | 71 | 1354 | 24 | 995 | 268 | 39 | 103 | 226 | 51 | 18 | 378 | 27 | 577 | 27 | 50 | 1216.39 | 42
|  |  | 1044 | 1250 | 1347 | 1529 | 2652 | 941 | 896 | 850 | 1393 | 1145 | 1312 | 187 | 1003 | 851 | 831 | 1063 | 244 | 861 | 877 | 869 | 8 | 30 | 45 | 1142 | 27 | 784 | 194 | 49 | 90 | 197 | 49 | 22 | 303 | 23 | 453 | 39 | 35 | 1436.49 | 43
|  |  | 920 | 1277 | 1243 | 1649 | 2450 | 854 | 897 | 850 | 1356 | 1167 | 1219 | 135 | 1068 | 795 | 817 | 1124 | 260 | 842 | 919 | 854 | 12 | 19 | 47 | 932 | 33 | 610 | 146 | 35 | 53 | 141 | 25 | 18 | 233 | 32 | 318 | 23 | 40 | 2715.32 | 44
|  |  | 841 | 1282 | 1119 | 1674 | 2328 | 856 | 897 | 855 | 1390 | 1160 | 1091 | 95 | 986 | 661 | 825 | 1124 | 295 | 852 | 938 | 855 | 7 | 34 | 26 | 689 | 32 | 497 | 126 | 30 | 49 | 111 | 24 | 28 | 182 | 21 | 250 | 16 | 30 | 4764.43 | 45
|  |  | 796 | 1080 | 995 | 1631 | 2064 | 863 | 910 | 842 | 1426 | 1159 | 1039 | 69 | 1014 | 577 | 725 | 1086 | 258 | 880 | 909 | 821 | 4 | 27 | 25 | 514 | 20 | 386 | 92 | 27 | 36 | 72 | 27 | 23 | 146 | 13 | 163 | 15 | 32 | 7086.64 | 46
|  |  | 778 | 1093 | 844 | 1633 | 1942 | 883 | 838 | 862 | 1309 | 1212 | 919 | 68 | 1036 | 421 | 820 | 1093 | 259 | 967 | 906 | 882 | 10 | 17 | 16 | 433 | 40 | 292 | 62 | 17 | 33 | 65 | 19 | 17 | 109 | 16 | 151 | 21 | 27 | 8610.64 | 47
|  |  | 623 | 1040 | 779 | 1571 | 1799 | 875 | 883 | 826 | 1353 | 1231 | 772 | 52 | 1029 | 345 | 795 | 1013 | 257 | 906 | 1071 | 862 | 8 | 25 | 30 | 342 | 35 | 243 | 54 | 19 | 34 | 29 | 20 | 23 | 98 | 19 | 107 | 20 | 14 | 9547.36 | 48
|  |  | 573 | 1010 | 545 | 1522 | 1545 | 877 | 951 | 898 | 1389 | 1214 | 707 | 34 | 1033 | 285 | 777 | 982 | 256 | 877 | 938 | 874 | 6 | 20 | 15 | 252 | 39 | 180 | 37 | 33 | 24 | 35 | 8 | 27 | 71 | 24 | 75 | 14 | 14 | 9932.15 | 49
|  |  | 410 | 906 | 473 | 1584 | 1334 | 913 | 915 | 910 | 1259 | 1184 | 625 | 37 | 1059 | 245 | 760 | 967 | 259 | 948 | 1014 | 838 | 5 | 23 | 19 | 165 | 31 | 158 | 27 | 23 | 20 | 42 | 20 | 32 | 55 | 15 | 63 | 18 | 21 | 10200.6 | 50
|  |  | 307 | 858 | 376 | 1556 | 1127 | 897 | 938 | 869 | 1198 | 1223 | 468 | 22 | 1006 | 175 | 761 | 896 | 256 | 875 | 974 | 919 | 7 | 20 | 14 | 163 | 35 | 118 | 28 | 10 | 28 | 36 | 23 | 25 | 51 | 16 | 49 | 20 | 26 | 9865.89 | 51
|  |  | 253 | 748 | 280 | 1453 | 957 | 913 | 931 | 907 | 1159 | 1208 | 427 | 15 | 1054 | 145 | 829 | 859 | 252 | 943 | 985 | 895 | 7 | 17 | 14 | 125 | 32 | 102 | 37 | 33 | 26 | 23 | 18 | 31 | 34 | 16 | 40 | 25 | 25 | 8122.19 | 52
|  |  | 214 | 691 | 196 | 1486 | 754 | 924 | 989 | 933 | 1059 | 1133 | 339 | 19 | 1057 | 116 | 811 | 880 | 258 | 911 | 971 | 916 | 6 | 27 | 13 | 97 | 29 | 77 | 24 | 19 | 19 | 19 | 24 | 26 | 30 | 17 | 41 | 20 | 11 | 6717.55 | 53
|  |  | 169 | 598 | 146 | 1423 | 640 | 940 | 942 | 882 | 1047 | 1178 | 278 | 23 | 1081 | 91 | 824 | 714 | 263 | 908 | 980 | 977 | 5 | 27 | 17 | 72 | 31 | 66 | 27 | 13 | 19 | 18 | 11 | 29 | 22 | 23 | 30 | 22 | 15 | 4414.12 | 54
|  |  | 136 | 474 | 98 | 1353 | 443 | 882 | 975 | 882 | 944 | 1128 | 233 | 13 | 993 | 76 | 878 | 608 | 215 | 919 | 963 | 936 | 7 | 19 | 19 | 54 | 42 | 39 | 16 | 19 | 18 | 17 | 22 | 25 | 11 | 26 | 30 | 22 | 13 | 2371.16 | 55
|  |  | 117 | 427 | 107 | 1279 | 404 | 997 | 1011 | 874 | 836 | 1067 | 217 | 16 | 956 | 69 | 850 | 638 | 237 | 922 | 902 | 937 | 11 | 21 | 14 | 44 | 35 | 42 | 19 | 20 | 30 | 14 | 31 | 32 | 20 | 18 | 22 | 21 | 23 | 909.788 | 56
|  |  | 108 | 357 | 66 | 1233 | 292 | 935 | 1016 | 975 | 733 | 1111 | 169 | 11 | 943 | 54 | 869 | 518 | 201 | 977 | 872 | 880 | 8 | 18 | 17 | 49 | 30 | 41 | 18 | 20 | 16 | 17 | 20 | 26 | 8 | 22 | 29 | 30 | 16 | 479.192 | 57
|  |  | 84 | 248 | 72 | 1148 | 226 | 943 | 950 | 927 | 731 | 969 | 151 | 11 | 931 | 38 | 892 | 478 | 215 | 919 | 842 | 939 | 8 | 21 | 26 | 21 | 27 | 26 | 16 | 15 | 17 | 17 | 12 | 24 | 6 | 17 | 17 | 23 | 14 | -0.8314 | 58
|  |  | 80 | 226 | 58 | 1066 | 175 | 984 | 991 | 848 | 619 | 934 | 107 | 14 | 911 | 36 | 852 | 391 | 225 | 885 | 764 | 888 | 3 | 29 | 21 | 17 | 34 | 25 | 20 | 19 | 19 | 22 | 23 | 29 | 10 | 18 | 25 | 22 | 10 | 19.149 | 59
|  |  | 60 | 189 | 69 | 963 | 117 | 966 | 973 | 903 | 533 | 882 | 103 | 9 | 853 | 26 | 858 | 386 | 216 | 862 | 670 | 879 | 5 | 29 | 11 | 29 | 31 | 29 | 12 | 17 | 20 | 21 | 17 | 31 | 8 | 14 | 17 | 30 | 17 | 196.05 | 60
|  |  | 62 | 174 | 56 | 910 | 149 | 921 | 1031 | 886 | 467 | 833 | 77 | 8 | 787 | 22 | 860 | 298 | 202 | 866 | 675 | 891 | 5 | 15 | 16 | 22 | 31 | 25 | 31 | 19 | 17 | 13 | 17 | 30 | 9 | 23 | 20 | 29 | 22 | 546.668 | 61
|  |  | 61 | 125 | 57 | 806 | 120 | 934 | 918 | 838 | 404 | 754 | 68 | 12 | 812 | 15 | 800 | 258 | 187 | 817 | 620 | 809 | 7 | 24 | 15 | 25 | 23 | 21 | 10 | 16 | 18 | 15 | 14 | 27 | 8 | 20 | 17 | 29 | 15 | 575.448 | 62
|  |  | 37 | 119 | 43 | 705 | 76 | 960 | 955 | 842 | 361 | 750 | 62 | 4 | 730 | 14 | 855 | 228 | 160 | 810 | 601 | 828 | 9 | 19 | 11 | 19 | 24 | 19 | 12 | 19 | 19 | 23 | 13 | 27 | 6 | 27 | 24 | 33 | 22 | 819.158 | 63
|  |  | 48 | 100 | 40 | 619 | 60 | 1006 | 920 | 813 | 297 | 670 | 61 | 13 | 689 | 7 | 830 | 179 | 147 | 768 | 528 | 775 | 5 | 21 | 9 | 20 | 22 | 11 | 11 | 18 | 17 | 17 | 31 | 21 | 6 | 17 | 19 | 28 | 16 | 1085.87 | 64
|  |  | 51 | 69 | 33 | 530 | 49 | 940 | 949 | 823 | 287 | 603 | 33 | 7 | 649 | 17 | 841 | 142 | 125 | 720 | 495 | 785 | 10 | 26 | 15 | 15 | 20 | 14 | 7 | 20 | 19 | 10 | 18 | 24 | 6 | 21 | 15 | 20 | 26 | 1345.23 | 65
|  |  | 52 | 82 | 32 | 462 | 53 | 931 | 941 | 714 | 248 | 585 | 35 | 8 | 560 | 13 | 788 | 129 | 118 | 705 | 441 | 759 | 10 | 15 | 17 | 20 | 24 | 11 | 10 | 23 | 18 | 23 | 23 | 17 | 11 | 19 | 14 | 16 | 21 | 1546.11 | 66
|  |  | 30 | 63 | 43 | 355 | 39 | 894 | 848 | 724 | 189 | 482 | 27 | 8 | 513 | 8 | 774 | 106 | 113 | 706 | 394 | 686 | 10 | 25 | 14 | 17 | 19 | 17 | 14 | 21 | 20 | 18 | 17 | 27 | 4 | 16 | 20 | 34 | 12 | 1665.78 | 67
|  |  | 36 | 50 | 42 | 336 | 36 | 871 | 824 | 693 | 182 | 430 | 21 | 11 | 473 | 11 | 753 | 89 | 109 | 615 | 362 | 625 | 8 | 26 | 10 | 17 | 18 | 16 | 15 | 20 | 9 | 10 | 23 | 18 | 6 | 25 | 12 | 34 | 24 | 1891.6 | 68
|  |  | 28 | 42 | 32 | 285 | 36 | 910 | 848 | 602 | 180 | 373 | 19 | 6 | 445 | 9 | 705 | 66 | 99 | 558 | 319 | 661 | 15 | 27 | 22 | 19 | 21 | 9 | 13 | 25 | 14 | 19 | 28 | 26 | 2 | 17 | 17 | 21 | 19 | 1704.63 | 69
|  |  | 37 | 55 | 34 | 226 | 42 | 876 | 818 | 570 | 122 | 362 | 14 | 12 | 366 | 16 | 685 | 68 | 78 | 564 | 280 | 571 | 8 | 29 | 20 | 14 | 20 | 13 | 15 | 21 | 24 | 19 | 29 | 23 | 4 | 22 | 22 | 29 | 18 | 1856.74 | 70
|  |  | 23 | 36 | 32 | 207 | 35 | 783 | 806 | 513 | 118 | 311 | 15 | 8 | 338 | 7 | 702 | 58 | 74 | 499 | 240 | 529 | 1 | 23 | 15 | 17 | 22 | 19 | 15 | 20 | 19 | 11 | 18 | 16 | 6 | 22 | 19 | 16 | 12 | 1981.24 | 71
|  |  | 24 | 46 | 29 | 169 | 39 | 791 | 714 | 481 | 81 | 267 | 13 | 7 | 273 | 11 | 651 | 49 | 64 | 452 | 209 | 477 | 5 | 23 | 16 | 11 | 8 | 13 | 16 | 24 | 18 | 17 | 19 | 25 | 3 | 18 | 15 | 20 | 13 | 1936.55 | 72
|  |  | 40 | 42 | 30 | 151 | 33 | 802 | 744 | 433 | 76 | 213 | 17 | 9 | 295 | 4 | 652 | 30 | 42 | 427 | 198 | 501 | 6 | 22 | 17 | 12 | 19 | 15 | 16 | 18 | 19 | 23 | 22 | 8 | 7 | 28 | 14 | 23 | 21 | 2034.95 | 73
|  |  | 21 | 48 | 22 | 117 | 28 | 713 | 698 | 395 | 78 | 185 | 13 | 7 | 241 | 12 | 559 | 30 | 52 | 431 | 150 | 479 | 6 | 24 | 14 | 9 | 17 | 20 | 17 | 18 | 30 | 19 | 17 | 9 | 2 | 16 | 21 | 23 | 27 | 1954.92 | 74
|  |  | 23 | 38 | 17 | 81 | 27 | 675 | 605 | 343 | 52 | 170 | 9 | 8 | 200 | 5 | 537 | 26 | 48 | 344 | 130 | 443 | 10 | 15 | 20 | 8 | 18 | 12 | 15 | 22 | 32 | 19 | 10 | 16 | 7 | 24 | 14 | 20 | 18 | 2354.68 | 75
|  |  | 25 | 42 | 33 | 79 | 32 | 679 | 589 | 337 | 47 | 149 | 13 | 8 | 171 | 14 | 484 | 15 | 37 | 335 | 114 | 377 | 2 | 30 | 16 | 27 | 18 | 14 | 16 | 13 | 14 | 18 | 20 | 20 | 4 | 27 | 18 | 24 | 19 | 1927.86 | 76
|  |  | 31 | 30 | 22 | 78 | 18 | 631 | 564 | 272 | 53 | 127 | 11 | 8 | 155 | 8 | 500 | 27 | 24 | 280 | 112 | 373 | 12 | 13 | 17 | 10 | 13 | 10 | 10 | 13 | 20 | 11 | 21 | 18 | 4 | 21 | 19 | 18 | 20 | 1938.39 | 77
|  |  | 29 | 42 | 22 | 75 | 24 | 573 | 477 | 296 | 36 | 120 | 10 | 6 | 124 | 9 | 421 | 14 | 24 | 273 | 71 | 334 | 12 | 16 | 21 | 12 | 6 | 11 | 18 | 19 | 15 | 12 | 15 | 22 | 3 | 14 | 15 | 31 | 24 | 2008.91 | 78
|  |  | 27 | 32 | 16 | 54 | 16 | 521 | 482 | 245 | 31 | 97 | 10 | 7 | 129 | 8 | 401 | 13 | 20 | 265 | 92 | 304 | 8 | 15 | 17 | 11 | 14 | 11 | 14 | 18 | 19 | 14 | 20 | 24 | 9 | 24 | 17 | 24 | 19 | 1863.88 | 79
|  |  | 22 | 27 | 16 | 53 | 24 | 490 | 414 | 206 | 26 | 93 | 4 | 6 | 97 | 4 | 363 | 19 | 15 | 211 | 66 | 239 | 8 | 24 | 18 | 5 | 14 | 12 | 11 | 19 | 23 | 20 | 12 | 17 | 5 | 13 | 18 | 26 | 21 | 2070.47 | 80
|  |  | 14 | 26 | 10 | 37 | 12 | 444 | 379 | 206 | 34 | 75 | 10 | 7 | 84 | 9 | 363 | 11 | 13 | 188 | 52 | 255 | 4 | 20 | 19 | 15 | 15 | 16 | 15 | 13 | 17 | 21 | 20 | 20 | 4 | 19 | 14 | 13 | 18 | 1915.99 | 81
|  |  | 20 | 20 | 15 | 53 | 18 | 415 | 379 | 158 | 20 | 65 | 6 | 7 | 73 | 3 | 301 | 6 | 11 | 178 | 29 | 213 | 13 | 15 | 19 | 14 | 11 | 18 | 16 | 20 | 20 | 19 | 22 | 19 | 8 | 13 | 18 | 24 | 8 | 2083.48 | 82
|  |  | 14 | 21 | 18 | 37 | 12 | 382 | 319 | 154 | 25 | 47 | 6 | 9 | 72 | 3 | 294 | 4 | 11 | 156 | 34 | 167 | 6 | 19 | 20 | 14 | 12 | 19 | 15 | 21 | 23 | 31 | 30 | 14 | 4 | 18 | 22 | 22 | 24 | 2038.09 | 83
|  |  | 19 | 18 | 10 | 34 | 19 | 341 | 293 | 133 | 27 | 53 | 7 | 11 | 64 | 7 | 256 | 13 | 8 | 149 | 35 | 177 | 9 | 20 | 12 | 16 | 12 | 8 | 9 | 13 | 17 | 14 | 17 | 15 | 7 | 16 | 19 | 12 | 15 | 2193.24 | 84
|  |  | 11 | 22 | 10 | 45 | 17 | 281 | 244 | 110 | 20 | 47 | 5 | 7 | 39 | 5 | 222 | 7 | 10 | 133 | 33 | 142 | 6 | 20 | 20 | 9 | 16 | 11 | 16 | 24 | 9 | 22 | 32 | 8 | 6 | 18 | 13 | 17 | 19 | 1718.37 | 85
|  |  | 13 | 24 | 15 | 30 | 14 | 285 | 227 | 80 | 17 | 33 | 5 | 9 | 39 | 8 | 210 | 4 | 8 | 124 | 34 | 140 | 12 | 11 | 18 | 17 | 11 | 14 | 17 | 28 | 16 | 17 | 19 | 13 | 2 | 16 | 18 | 13 | 26 | 1964.92 | 86
|  |  | 10 | 32 | 14 | 26 | 12 | 230 | 222 | 92 | 14 | 42 | 7 | 7 | 39 | 8 | 180 | 7 | 3 | 99 | 22 | 111 | 7 | 25 | 13 | 8 | 12 | 10 | 22 | 11 | 20 | 15 | 22 | 10 | 6 | 22 | 23 | 12 | 19 | 1992.42 | 87
|  |  | 15 | 26 | 18 | 28 | 11 | 215 | 178 | 70 | 11 | 27 | 6 | 7 | 38 | 8 | 175 | 5 | 6 | 104 | 17 | 86 | 4 | 10 | 20 | 20 | 8 | 9 | 20 | 8 | 26 | 22 | 27 | 12 | 5 | 18 | 34 | 18 | 22 | 1940.74 | 88
|  |  | 18 | 16 | 10 | 24 | 13 | 204 | 142 | 63 | 9 | 27 | 5 | 13 | 26 | 7 | 153 | 1 | 5 | 91 | 21 | 93 | 10 | 17 | 16 | 18 | 8 | 14 | 15 | 22 | 18 | 14 | 14 | 10 | 6 | 19 | 20 | 10 | 17 | 1951.17 | 89
|  |  | 12 | 22 | 6 | 25 | 12 | 190 | 143 | 65 | 9 | 19 | 7 | 12 | 28 | 7 | 119 | 4 | 2 | 72 | 20 | 89 | 7 | 17 | 18 | 15 | 11 | 14 | 19 | 16 | 16 | 15 | 21 | 17 | 2 | 20 | 38 | 7 | 17 | 1868.89 | 90
|  |  | 8 | 9 | 8 | 26 | 15 | 172 | 117 | 59 | 7 | 26 | 1 | 7 | 27 | 5 | 104 | 1 | 4 | 60 | 15 | 80 | 4 | 12 | 14 | 12 | 8 | 14 | 14 | 17 | 17 | 24 | 26 | 11 | 4 | 21 | 34 | 13 | 22 | 1648.87 | 91
|  |  | 11 | 16 | 11 | 23 | 8 | 131 | 128 | 52 | 5 | 20 | 5 | 11 | 14 | 5 | 116 | 5 | 4 | 41 | 12 | 66 | 6 | 14 | 8 | 17 | 6 | 10 | 19 | 16 | 18 | 17 | 9 | 6 | 7 | 21 | 34 | 12 | 24 | 2219.86 | 92
|  |  | 7 | 10 | 4 | 31 | 8 | 135 | 118 | 37 | 9 | 10 | 6 | 4 | 12 | 7 | 84 | 8 | 1 | 47 | 11 | 69 | 8 | 10 | 18 | 19 | 7 | 13 | 18 | 14 | 20 | 21 | 17 | 15 | 10 | 30 | 43 | 14 | 19 | 1789.23 | 93
|  |  | 10 | 9 | 7 | 26 | 9 | 110 | 106 | 41 | 10 | 10 | 4 | 6 | 21 | 6 | 77 | 6 | 2 | 44 | 7 | 45 | 3 | 10 | 16 | 12 | 9 | 17 | 17 | 12 | 14 | 16 | 14 | 9 | 9 | 46 | 52 | 17 | 21 | 1955.03 | 94
|  |  | 9 | 12 | 8 | 17 | 7 | 93 | 97 | 36 | 6 | 14 | 3 | 6 | 9 | 15 | 70 | 8 | 4 | 39 | 10 | 45 | 13 | 18 | 20 | 10 | 10 | 8 | 18 | 19 | 25 | 23 | 13 | 6 | 10 | 65 | 94 | 16 | 22 | 1930.09 | 95
|  |  | 12 | 10 | 16 | 20 | 7 | 98 | 65 | 24 | 6 | 13 | 5 | 12 | 18 | 6 | 66 | 7 | 1 | 30 | 9 | 33 | 3 | 14 | 7 | 11 | 8 | 15 | 16 | 10 | 21 | 16 | 16 | 14 | 4 | 68 | 119 | 23 | 23 | 1916.3 | 96
|  |  | 15 | 21 | 8 | 18 | 3 | 81 | 77 | 27 | 10 | 14 | 2 | 9 | 10 | 9 | 50 | 5 | 0 | 34 | 4 | 33 | 7 | 8 | 12 | 16 | 11 | 16 | 25 | 15 | 13 | 20 | 24 | 6 | 9 | 42 | 127 | 25 | 25 | 1740.98 | 97
|  |  | 11 | 6 | 5 | 12 | 4 | 80 | 61 | 15 | 6 | 11 | 6 | 8 | 11 | 5 | 46 | 6 | 2 | 32 | 8 | 27 | 5 | 18 | 12 | 14 | 9 | 9 | 13 | 16 | 20 | 16 | 14 | 11 | 7 | 42 | 122 | 30 | 32 | 1936.26 | 98
|  |  | 8 | 11 | 6 | 21 | 5 | 64 | 48 | 19 | 4 | 8 | 5 | 10 | 8 | 9 | 47 | 4 | 2 | 23 | 5 | 32 | 14 | 16 | 24 | 14 | 4 | 12 | 16 | 13 | 18 | 24 | 17 | 12 | 10 | 37 | 131 | 41 | 47 | 1810.4 | 99
|  |  | 8 | 12 | 4 | 23 | 4 | 60 | 54 | 21 | 3 | 8 | 6 | 8 | 14 | 7 | 29 | 5 | 0 | 19 | 6 | 39 | 7 | 12 | 12 | 13 | 7 | 17 | 12 | 11 | 14 | 19 | 13 | 6 | 7 | 45 | 95 | 43 | 62 | 1829.74 | 100
|  |  | 6 | 8 | 8 | 15 | 7 | 43 | 33 | 17 | 4 | 5 | 7 | 6 | 2 | 3 | 33 | 3 | 1 | 26 | 9 | 22 | 5 | 16 | 16 | 19 | 7 | 14 | 16 | 12 | 23 | 15 | 18 | 7 | 7 | 30 | 92 | 49 | 64 | 1980.74 | 101
|  |  | 3 | 8 | 7 | 12 | 1 | 53 | 41 | 15 | 5 | 4 | 10 | 11 | 9 | 6 | 23 | 1 | 0 | 14 | 4 | 13 | 8 | 14 | 20 | 24 | 5 | 16 | 14 | 18 | 15 | 21 | 9 | 4 | 12 | 28 | 80 | 63 | 62 | 1671.52 | 102
|  |  | 12 | 11 | 6 | 23 | 4 | 41 | 41 | 12 | 4 | 7 | 6 | 9 | 7 | 7 | 27 | 5 | 2 | 14 | 9 | 15 | 6 | 22 | 20 | 29 | 4 | 19 | 22 | 16 | 14 | 13 | 16 | 8 | 7 | 20 | 62 | 49 | 62 | 1719.45 | 103
|  |  | 0 | 5 | 6 | 11 | 3 | 34 | 23 | 12 | 6 | 3 | 8 | 5 | 8 | 10 | 29 | 3 | 4 | 11 | 4 | 16 | 7 | 24 | 29 | 38 | 4 | 13 | 16 | 17 | 18 | 19 | 19 | 10 | 8 | 5 | 29 | 47 | 50 | 1574.1 | 104
|  |  | 3 | 10 | 3 | 21 | 2 | 36 | 28 | 8 | 6 | 5 | 3 | 8 | 3 | 9 | 26 | 4 | 0 | 20 | 8 | 11 | 12 | 28 | 43 | 34 | 13 | 21 | 13 | 12 | 19 | 16 | 24 | 5 | 5 | 0 | 10 | 40 | 55 | 1686.81 | 105
|  |  | 6 | 7 | 3 | 15 | 5 | 36 | 26 | 9 | 5 | 4 | 9 | 4 | 11 | 8 | 17 | 4 | 1 | 11 | 6 | 14 | 20 | 29 | 40 | 53 | 14 | 15 | 25 | 11 | 11 | 18 | 16 | 4 | 7 | 0 | 0 | 38 | 55 | 1495.08 | 106
|  |  | 7 | 10 | 7 | 14 | 2 | 27 | 24 | 5 | 9 | 7 | 5 | 12 | 4 | 7 | 18 | 7 | 1 | 9 | 6 | 12 | 21 | 44 | 47 | 64 | 17 | 37 | 42 | 14 | 20 | 27 | 10 | 7 | 8 | 0 | 0 | 33 | 35 | 1558.68 | 107
|  |  | 3 | 7 | 2 | 14 | 3 | 27 | 16 | 5 | 1 | 7 | 6 | 2 | 4 | 6 | 20 | 8 | 0 | 12 | 4 | 4 | 16 | 30 | 44 | 89 | 20 | 43 | 52 | 16 | 19 | 28 | 8 | 10 | 9 | 0 | 0 | 20 | 19 | 1697.96 | 108
|  |  | 4 | 10 | 5 | 9 | 2 | 20 | 24 | 6 | 8 | 3 | 6 | 8 | 7 | 13 | 20 | 3 | 2 | 6 | 7 | 10 | 16 | 41 | 58 | 96 | 14 | 49 | 48 | 12 | 23 | 20 | 14 | 20 | 6 | 0 | 0 | 9 | 9 | 1518.96 | 109
|  |  | 4 | 7 | 3 | 12 | 5 | 8 | 18 | 7 | 1 | 4 | 4 | 3 | 6 | 14 | 16 | 3 | 1 | 8 | 8 | 5 | 21 | 37 | 58 | 94 | 31 | 64 | 54 | 21 | 35 | 27 | 22 | 17 | 17 | 0 | 0 | 1 | 2 | 1572.87 | 110
|  |  | 3 | 8 | 2 | 13 | 3 | 15 | 11 | 12 | 9 | 1 | 11 | 9 | 9 | 6 | 11 | 7 | 4 | 8 | 7 | 5 | 17 | 38 | 42 | 81 | 27 | 87 | 50 | 27 | 40 | 43 | 44 | 17 | 24 | 0 | 0 | 0 | 0 | 1427.92 | 111
|  |  | 2 | 6 | 2 | 16 | 3 | 11 | 13 | 4 | 8 | 6 | 4 | 9 | 2 | 10 | 12 | 6 | 0 | 11 | 7 | 6 | 8 | 21 | 44 | 90 | 24 | 91 | 47 | 36 | 47 | 61 | 38 | 34 | 25 | 0 | 0 | 0 | 0 | 1491.09 | 112
|  |  | 2 | 2 | 4 | 5 | 1 | 22 | 13 | 6 | 5 | 3 | 5 | 9 | 7 | 6 | 16 | 2 | 1 | 4 | 3 | 7 | 13 | 28 | 28 | 76 | 20 | 90 | 72 | 39 | 62 | 51 | 66 | 23 | 34 | 0 | 0 | 0 | 0 | 1580.29 | 113
|  |  | 3 | 5 | 4 | 14 | 2 | 11 | 9 | 11 | 6 | 5 | 5 | 5 | 3 | 6 | 7 | 6 | 1 | 6 | 3 | 3 | 5 | 18 | 26 | 88 | 17 | 90 | 48 | 34 | 69 | 68 | 54 | 30 | 31 | 0 | 0 | 0 | 0 | 1418.36 | 114
|  |  | 3 | 6 | 5 | 8 | 1 | 11 | 17 | 7 | 7 | 3 | 12 | 4 | 5 | 7 | 8 | 7 | 1 | 8 | 1 | 5 | 6 | 13 | 23 | 64 | 20 | 89 | 54 | 37 | 68 | 73 | 42 | 31 | 36 | 0 | 0 | 0 | 0 | 1465.57 | 115
|  |  | 2 | 4 | 0 | 7 | 3 | 12 | 14 | 5 | 11 | 2 | 12 | 6 | 7 | 9 | 9 | 1 | 2 | 9 | 3 | 7 | 4 | 8 | 14 | 47 | 20 | 61 | 42 | 31 | 57 | 77 | 47 | 26 | 26 | 0 | 0 | 0 | 0 | 1496.52 | 116
|  |  | 1 | 2 | 2 | 7 | 3 | 10 | 13 | 5 | 3 | 6 | 5 | 4 | 5 | 7 | 4 | 1 | 0 | 3 | 9 | 9 | 2 | 6 | 8 | 40 | 12 | 63 | 58 | 39 | 56 | 62 | 66 | 26 | 27 | 0 | 0 | 0 | 0 | 1479.06 | 117
|  |  | 2 | 2 | 0 | 3 | 1 | 8 | 14 | 5 | 7 | 4 | 6 | 9 | 6 | 3 | 3 | 8 | 0 | 6 | 1 | 8 | 0 | 3 | 3 | 24 | 11 | 53 | 35 | 38 | 50 | 67 | 55 | 23 | 29 | 0 | 0 | 0 | 0 | 1357.02 | 118
|  |  | 5 | 3 | 3 | 11 | 1 | 10 | 9 | 4 | 5 | 8 | 5 | 3 | 6 | 7 | 11 | 0 | 1 | 7 | 2 | 6 | 0 | 0 | 0 | 13 | 5 | 36 | 13 | 26 | 57 | 53 | 37 | 20 | 32 | 0 | 0 | 0 | 0 | 1493.91 | 119
|  |  | 5 | 3 | 0 | 12 | 1 | 13 | 8 | 5 | 3 | 2 | 5 | 5 | 3 | 9 | 11 | 2 | 0 | 6 | 4 | 1 | 0 | 0 | 0 | 2 | 4 | 20 | 7 | 20 | 47 | 50 | 36 | 27 | 21 | 0 | 0 | 0 | 0 | 1519.41 | 120
|  |  | 1 | 2 | 1 | 8 | 2 | 11 | 5 | 6 | 4 | 5 | 5 | 1 | 4 | 9 | 4 | 6 | 0 | 5 | 5 | 4 | 0 | 0 | 0 | 0 | 1 | 5 | 5 | 14 | 27 | 30 | 30 | 10 | 19 | 0 | 0 | 0 | 0 | 1364.52 | 121
|  |  | 2 | 4 | 1 | 7 | 1 | 10 | 7 | 4 | 3 | 4 | 7 | 7 | 6 | 7 | 5 | 4 | 0 | 6 | 5 | 6 | 0 | 0 | 0 | 0 | 0 | 0 | 0 | 4 | 15 | 32 | 16 | 13 | 13 | 0 | 0 | 0 | 0 | 1367.7 | 122
|  |  | 2 | 2 | 1 | 5 | 1 | 9 | 3 | 6 | 3 | 1 | 6 | 3 | 6 | 5 | 3 | 8 | 1 | 4 | 2 | 2 | 0 | 0 | 0 | 0 | 0 | 0 | 0 | 4 | 5 | 19 | 8 | 5 | 10 | 0 | 0 | 0 | 0 | 1295.98 | 123
|  |  | 0 | 2 | 1 | 4 | 2 | 4 | 4 | 7 | 3 | 3 | 9 | 5 | 5 | 2 | 8 | 4 | 0 | 5 | 3 | 4 | 0 | 0 | 0 | 0 | 0 | 0 | 0 | 0 | 3 | 4 | 1 | 1 | 7 | 0 | 0 | 0 | 0 | 1370.23 | 124
|  |  | 1 | 3 | 0 | 4 | 0 | 4 | 7 | 5 | 8 | 2 | 7 | 9 | 1 | 6 | 9 | 6 | 0 | 4 | 4 | 5 | 0 | 0 | 0 | 0 | 0 | 0 | 0 | 0 | 0 | 1 | 0 | 1 | 0 | 0 | 0 | 0 | 0 | 1381.29 | 125
|  |  | 3 | 0 | 4 | 7 | 3 | 5 | 9 | 5 | 7 | 2 | 9 | 8 | 5 | 4 | 1 | 7 | 2 | 5 | 5 | 5 | 0 | 0 | 0 | 0 | 0 | 0 | 0 | 0 | 0 | 0 | 0 | 0 | 0 | 0 | 0 | 0 | 0 | 1466.59 | 126
|  |  | 0 | 0 | 0 | 4 | 0 | 10 | 6 | 4 | 3 | 0 | 8 | 6 | 6 | 6 | 5 | 3 | 3 | 7 | 3 | 2 | 0 | 0 | 0 | 0 | 0 | 0 | 0 | 0 | 0 | 0 | 0 | 0 | 0 | 0 | 0 | 0 | 0 | 1402.49 | 127
|  |  | 2 | 0 | 2 | 3 | 0 | 2 | 3 | 5 | 9 | 5 | 7 | 9 | 5 | 5 | 12 | 5 | 2 | 3 | 3 | 2 | 0 | 0 | 0 | 0 | 0 | 0 | 0 | 0 | 0 | 0 | 0 | 0 | 0 | 0 | 0 | 0 | 0 | 1300.31 | 128
|  |  | 2 | 1 | 1 | 5 | 0 | 9 | 7 | 5 | 7 | 2 | 7 | 3 | 8 | 5 | 9 | 3 | 3 | 5 | 4 | 4 | 0 | 0 | 0 | 0 | 0 | 0 | 0 | 0 | 0 | 0 | 0 | 0 | 0 | 0 | 0 | 0 | 0 | 1383.86 | 129
|  |  | 2 | 2 | 0 | 3 | 0 | 3 | 4 | 1 | 7 | 6 | 9 | 4 | 4 | 7 | 4 | 6 | 0 | 3 | 2 | 3 | 0 | 0 | 0 | 0 | 0 | 0 | 0 | 0 | 0 | 0 | 0 | 0 | 0 | 0 | 0 | 0 | 0 | 1382.26 | 130
|  |  | 2 | 3 | 0 | 4 | 1 | 3 | 3 | 1 | 7 | 4 | 13 | 3 | 6 | 6 | 4 | 8 | 2 | 7 | 4 | 4 | 0 | 0 | 0 | 0 | 0 | 0 | 0 | 0 | 0 | 0 | 0 | 0 | 0 | 0 | 0 | 0 | 0 | 1331.19 | 131
|  |  | 0 | 3 | 0 | 7 | 2 | 5 | 6 | 8 | 9 | 6 | 11 | 6 | 2 | 2 | 5 | 3 | 0 | 2 | 3 | 2 | 0 | 0 | 0 | 0 | 0 | 0 | 0 | 0 | 0 | 0 | 0 | 0 | 0 | 0 | 0 | 0 | 0 | 1249.65 | 132
|  |  | 2 | 3 | 1 | 4 | 1 | 4 | 7 | 3 | 9 | 8 | 8 | 3 | 5 | 3 | 4 | 2 | 0 | 4 | 5 | 4 | 0 | 0 | 0 | 0 | 0 | 0 | 0 | 0 | 0 | 0 | 0 | 0 | 0 | 0 | 0 | 0 | 0 | 1361.83 | 133
|  |  | 2 | 2 | 1 | 6 | 0 | 3 | 5 | 3 | 8 | 5 | 4 | 11 | 12 | 2 | 5 | 3 | 0 | 5 | 6 | 4 | 0 | 0 | 0 | 0 | 0 | 0 | 0 | 0 | 0 | 0 | 0 | 0 | 0 | 0 | 0 | 0 | 0 | 1224.77 | 134
|  |  | 0 | 1 | 6 | 1 | 1 | 6 | 3 | 4 | 7 | 6 | 6 | 11 | 3 | 3 | 7 | 1 | 2 | 6 | 4 | 3 | 0 | 0 | 0 | 0 | 0 | 0 | 0 | 0 | 0 | 0 | 0 | 0 | 0 | 0 | 0 | 0 | 0 | 1463.72 | 135
|  |  | 2 | 1 | 2 | 3 | 0 | 3 | 2 | 6 | 9 | 4 | 7 | 10 | 9 | 5 | 4 | 3 | 1 | 6 | 3 | 3 | 0 | 0 | 0 | 0 | 0 | 0 | 0 | 0 | 0 | 0 | 0 | 0 | 0 | 0 | 0 | 0 | 0 | 1241.82 | 136
|  |  | 0 | 1 | 0 | 1 | 1 | 6 | 2 | 5 | 7 | 1 | 3 | 8 | 11 | 2 | 4 | 4 | 3 | 2 | 6 | 5 | 0 | 0 | 0 | 0 | 0 | 0 | 0 | 0 | 0 | 0 | 0 | 0 | 0 | 0 | 0 | 0 | 0 | 1110.13 | 137
|  |  | 0 | 1 | 1 | 4 | 0 | 6 | 1 | 9 | 6 | 9 | 4 | 6 | 9 | 7 | 2 | 5 | 0 | 4 | 8 | 4 | 0 | 0 | 0 | 0 | 0 | 0 | 0 | 0 | 0 | 0 | 0 | 0 | 0 | 0 | 0 | 0 | 0 | 1438.27 | 138
|  |  | 3 | 2 | 2 | 5 | 0 | 6 | 4 | 3 | 14 | 6 | 7 | 4 | 6 | 8 | 4 | 7 | 1 | 3 | 3 | 4 | 0 | 0 | 0 | 0 | 0 | 0 | 0 | 0 | 0 | 0 | 0 | 0 | 0 | 0 | 0 | 0 | 0 | 1209.96 | 139
|  |  | 3 | 3 | 1 | 4 | 0 | 6 | 7 | 8 | 10 | 2 | 10 | 4 | 6 | 3 | 1 | 3 | 2 | 5 | 4 | 2 | 0 | 0 | 0 | 0 | 0 | 0 | 0 | 0 | 0 | 0 | 0 | 0 | 0 | 0 | 0 | 0 | 0 | 1328.46 | 140
|  |  | 2 | 1 | 1 | 3 | 0 | 2 | 3 | 10 | 9 | 4 | 3 | 10 | 12 | 7 | 2 | 6 | 2 | 6 | 5 | 2 | 0 | 0 | 0 | 0 | 0 | 0 | 0 | 0 | 0 | 0 | 0 | 0 | 0 | 0 | 0 | 0 | 0 | 1141.21 | 141
|  |  | 0 | 3 | 1 | 2 | 0 | 2 | 12 | 9 | 6 | 0 | 8 | 5 | 11 | 7 | 5 | 3 | 0 | 9 | 5 | 4 | 0 | 0 | 0 | 0 | 0 | 0 | 0 | 0 | 0 | 0 | 0 | 0 | 0 | 0 | 0 | 0 | 0 | 1119.34 | 142
|  |  | 1 | 1 | 1 | 4 | 0 | 1 | 9 | 10 | 6 | 5 | 6 | 4 | 15 | 5 | 5 | 4 | 1 | 4 | 2 | 4 | 18 | 12 | 16 | 10 | 2 | 16 | 16 | 8 | 16 | 9 | 5 | 3 | 15 | 11 | 7 | 11 | 10 | 1233.9 | 143
|  |  | 0 | 3 | 0 | 6 | 0 | 2 | 10 | 12 | 18 | 4 | 6 | 7 | 18 | 6 | 4 | 4 | 0 | 7 | 4 | 1 | 4 | 10 | 12 | 5 | 2 | 13 | 13 | 15 | 13 | 8 | 13 | 10 | 7 | 6 | 18 | 10 | 8 | 1156.26 | 144
|  |  | 0 | 1 | 0 | 3 | 1 | 5 | 11 | 8 | 10 | 12 | 12 | 7 | 7 | 4 | 2 | 1 | 1 | 7 | 3 | 3 | 12 | 10 | 9 | 14 | 4 | 11 | 10 | 14 | 17 | 16 | 11 | 2 | 15 | 12 | 21 | 7 | 5 | 1252.26 | 145
|  |  | 0 | 2 | 0 | 1 | 0 | 5 | 8 | 10 | 10 | 8 | 8 | 3 | 15 | 2 | 1 | 2 | 0 | 2 | 4 | 2 | 11 | 11 | 14 | 12 | 0 | 9 | 13 | 7 | 12 | 14 | 9 | 7 | 11 | 8 | 19 | 13 | 16 | 1154.11 | 146
|  |  | 0 | 1 | 0 | 2 | 0 | 2 | 8 | 12 | 13 | 15 | 4 | 3 | 16 | 6 | 5 | 6 | 0 | 5 | 3 | 5 | 14 | 8 | 13 | 7 | 7 | 15 | 18 | 13 | 19 | 12 | 10 | 14 | 20 | 11 | 8 | 11 | 15 | 1238.95 | 147
|  |  | 1 | 1 | 0 | 1 | 0 | 6 | 11 | 8 | 9 | 17 | 7 | 10 | 14 | 4 | 5 | 5 | 3 | 2 | 1 | 1 | 16 | 8 | 10 | 13 | 4 | 11 | 11 | 9 | 6 | 11 | 14 | 6 | 11 | 12 | 19 | 11 | 10 | 1127.72 | 148
|  |  | 0 | 1 | 1 | 6 | 0 | 6 | 14 | 11 | 8 | 17 | 7 | 7 | 9 | 3 | 4 | 3 | 1 | 4 | 3 | 1 | 13 | 7 | 16 | 11 | 9 | 11 | 11 | 16 | 15 | 12 | 10 | 8 | 10 | 7 | 9 | 9 | 5 | 1203.56 | 149
|  |  | 0 | 1 | 0 | 0 | 0 | 4 | 10 | 18 | 12 | 10 | 17 | 5 | 5 | 4 | 4 | 6 | 0 | 2 | 4 | 7 | 6 | 10 | 14 | 13 | 6 | 12 | 13 | 8 | 10 | 11 | 7 | 5 | 11 | 13 | 9 | 8 | 6 | 1266.88 | 150
|  |  | 0 | 0 | 0 | 1 | 0 | 5 | 15 | 15 | 14 | 9 | 12 | 6 | 11 | 3 | 6 | 5 | 2 | 6 | 5 | 5 | 6 | 5 | 13 | 10 | 3 | 17 | 14 | 9 | 21 | 14 | 7 | 9 | 10 | 7 | 17 | 10 | 4 | 1141.32 | 151
|  |  | 0 | 0 | 1 | 4 | 3 | 5 | 14 | 11 | 12 | 17 | 4 | 4 | 19 | 5 | 3 | 5 | 0 | 5 | 3 | 6 | 11 | 3 | 8 | 16 | 3 | 11 | 8 | 6 | 10 | 13 | 7 | 3 | 18 | 10 | 9 | 10 | 11 | 1167.01 | 152
|  |  | 0 | 0 | 0 | 0 | 0 | 1 | 10 | 12 | 13 | 11 | 7 | 6 | 7 | 3 | 2 | 5 | 2 | 6 | 7 | 1 | 8 | 8 | 12 | 9 | 2 | 14 | 13 | 11 | 10 | 9 | 7 | 7 | 12 | 8 | 12 | 17 | 6 | 1211.64 | 153
|  |  | 1 | 0 | 1 | 0 | 0 | 2 | 9 | 12 | 10 | 8 | 7 | 8 | 17 | 5 | 2 | 3 | 3 | 6 | 6 | 1 | 13 | 8 | 11 | 12 | 5 | 14 | 12 | 5 | 8 | 7 | 10 | 3 | 8 | 10 | 10 | 5 | 13 | 1104.36 | 154
|  |  | 0 | 1 | 1 | 3 | 1 | 3 | 5 | 12 | 10 | 9 | 11 | 4 | 13 | 8 | 7 | 3 | 3 | 7 | 6 | 2 | 5 | 6 | 10 | 15 | 7 | 10 | 10 | 6 | 15 | 10 | 6 | 9 | 9 | 11 | 15 | 8 | 12 | 1259.55 | 155
|  |  | 0 | 0 | 0 | 0 | 1 | 3 | 11 | 8 | 12 | 16 | 11 | 6 | 11 | 4 | 5 | 2 | 1 | 3 | 4 | 0 | 10 | 10 | 10 | 12 | 4 | 13 | 11 | 9 | 15 | 12 | 10 | 7 | 15 | 5 | 13 | 3 | 7 | 1149.35 | 156
|  |  | 0 | 0 | 1 | 2 | 0 | 4 | 11 | 8 | 7 | 12 | 18 | 4 | 7 | 5 | 4 | 1 | 1 | 4 | 5 | 7 | 2 | 3 | 10 | 16 | 3 | 7 | 11 | 6 | 18 | 13 | 9 | 3 | 20 | 11 | 15 | 5 | 3 | 1128.51 | 157
|  |  | 1 | 1 | 0 | 3 | 0 | 4 | 11 | 12 | 4 | 14 | 5 | 6 | 12 | 4 | 4 | 5 | 2 | 13 | 8 | 1 | 8 | 5 | 7 | 7 | 4 | 8 | 9 | 9 | 9 | 12 | 3 | 7 | 9 | 5 | 13 | 5 | 9 | 1175.42 | 158
|  |  | 1 | 1 | 0 | 2 | 0 | 8 | 15 | 9 | 10 | 9 | 10 | 5 | 7 | 6 | 13 | 7 | 1 | 7 | 8 | 9 | 10 | 11 | 12 | 9 | 7 | 12 | 11 | 7 | 11 | 6 | 7 | 2 | 10 | 7 | 15 | 10 | 14 | 1194.73 | 159
|  |  | 1 | 0 | 0 | 2 | 1 | 3 | 16 | 13 | 11 | 8 | 4 | 6 | 9 | 6 | 7 | 7 | 3 | 11 | 4 | 13 | 9 | 5 | 13 | 12 | 3 | 12 | 13 | 7 | 10 | 6 | 9 | 4 | 14 | 6 | 12 | 13 | 10 | 1215.99 | 160
|  |  | 0 | 1 | 0 | 1 | 0 | 7 | 13 | 6 | 7 | 9 | 4 | 3 | 13 | 5 | 6 | 7 | 3 | 10 | 8 | 7 | 13 | 11 | 10 | 15 | 3 | 11 | 6 | 10 | 13 | 14 | 12 | 7 | 12 | 6 | 10 | 12 | 10 | 997.321 | 161
|  |  | 1 | 0 | 2 | 0 | 0 | 10 | 12 | 14 | 9 | 12 | 4 | 1 | 10 | 3 | 7 | 3 | 1 | 5 | 7 | 5 | 6 | 5 | 3 | 13 | 4 | 10 | 11 | 5 | 10 | 10 | 3 | 5 | 14 | 7 | 13 | 8 | 9 | 1082.93 | 162
|  |  | 1 | 0 | 0 | 1 | 0 | 11 | 13 | 9 | 13 | 9 | 8 | 6 | 8 | 6 | 8 | 8 | 0 | 12 | 3 | 5 | 11 | 5 | 9 | 11 | 1 | 13 | 4 | 6 | 6 | 8 | 7 | 8 | 15 | 10 | 16 | 6 | 4 | 1416.3 | 163
|  |  | 1 | 1 | 0 | 1 | 0 | 6 | 7 | 11 | 15 | 8 | 5 | 2 | 11 | 4 | 5 | 7 | 1 | 6 | 7 | 4 | 13 | 6 | 11 | 12 | 4 | 10 | 7 | 9 | 7 | 7 | 8 | 6 | 15 | 6 | 7 | 9 | 6 | 1088.27 | 164
|  |  | 0 | 0 | 0 | 0 | 0 | 4 | 13 | 12 | 9 | 14 | 5 | 1 | 9 | 5 | 10 | 10 | 5 | 8 | 10 | 11 | 11 | 9 | 8 | 8 | 3 | 16 | 10 | 7 | 8 | 5 | 10 | 5 | 12 | 11 | 8 | 7 | 14 | 1102.22 | 165
|  |  | 1 | 0 | 0 | 0 | 0 | 5 | 5 | 7 | 9 | 3 | 5 | 5 | 7 | 9 | 11 | 6 | 3 | 7 | 5 | 16 | 5 | 7 | 12 | 6 | 6 | 11 | 10 | 9 | 13 | 7 | 6 | 2 | 11 | 13 | 14 | 5 | 6 | 1173.02 | 166
|  |  | 0 | 0 | 0 | 2 | 1 | 4 | 9 | 7 | 10 | 7 | 5 | 3 | 10 | 4 | 7 | 7 | 0 | 9 | 6 | 10 | 11 | 8 | 5 | 6 | 2 | 8 | 13 | 11 | 14 | 8 | 7 | 3 | 13 | 3 | 9 | 8 | 9 | 1071.05 | 167
|  |  | 1 | 0 | 0 | 1 | 0 | 16 | 8 | 11 | 10 | 9 | 6 | 5 | 9 | 7 | 12 | 9 | 3 | 7 | 7 | 7 | 14 | 9 | 6 | 15 | 4 | 7 | 7 | 7 | 14 | 12 | 8 | 5 | 10 | 8 | 15 | 7 | 13 | 1091.17 | 168
|  |  | 0 | 1 | 0 | 1 | 0 | 9 | 7 | 11 | 7 | 12 | 6 | 2 | 12 | 3 | 4 | 2 | 2 | 8 | 7 | 7 | 10 | 11 | 7 | 9 | 6 | 9 | 8 | 6 | 10 | 13 | 13 | 10 | 9 | 5 | 12 | 4 | 3 | 1109.82 | 169
|  |  | 1 | 1 | 1 | 1 | 0 | 8 | 13 | 10 | 10 | 5 | 9 | 5 | 11 | 6 | 12 | 7 | 2 | 10 | 4 | 8 | 8 | 3 | 7 | 8 | 0 | 14 | 5 | 10 | 14 | 8 | 5 | 8 | 8 | 5 | 9 | 4 | 9 | 1025.11 | 170
|  |  | 0 | 0 | 0 | 2 | 0 | 7 | 6 | 8 | 11 | 9 | 6 | 6 | 8 | 5 | 13 | 4 | 2 | 12 | 8 | 11 | 11 | 10 | 11 | 13 | 3 | 8 | 11 | 2 | 7 | 14 | 6 | 11 | 20 | 10 | 13 | 2 | 5 | 1170.95 | 171
|  |  | 1 | 1 | 0 | 1 | 0 | 7 | 13 | 11 | 8 | 15 | 9 | 2 | 9 | 7 | 13 | 7 | 0 | 8 | 8 | 15 | 2 | 7 | 6 | 5 | 6 | 4 | 9 | 9 | 7 | 10 | 8 | 4 | 11 | 4 | 9 | 7 | 6 | 1143.96 | 172
|  |  | 0 | 3 | 0 | 1 | 0 | 8 | 13 | 9 | 5 | 11 | 6 | 2 | 10 | 1 | 13 | 6 | 3 | 16 | 4 | 9 | 12 | 6 | 14 | 8 | 4 | 7 | 13 | 10 | 11 | 8 | 12 | 4 | 11 | 5 | 8 | 9 | 10 | 1201.79 | 173
|  |  | 0 | 0 | 0 | 0 | 1 | 12 | 8 | 10 | 7 | 9 | 4 | 3 | 15 | 5 | 9 | 10 | 0 | 11 | 9 | 3 | 11 | 3 | 13 | 12 | 6 | 7 | 14 | 8 | 7 | 8 | 6 | 3 | 12 | 9 | 13 | 6 | 8 | 1027.95 | 174
|  |  | 0 | 0 | 0 | 1 | 0 | 12 | 7 | 6 | 6 | 13 | 4 | 3 | 5 | 4 | 10 | 3 | 1 | 8 | 6 | 11 | 6 | 10 | 6 | 9 | 3 | 14 | 9 | 5 | 8 | 9 | 9 | 6 | 7 | 6 | 19 | 7 | 4 | 1114.52 | 175
|  |  | 0 | 0 | 0 | 2 | 0 | 10 | 11 | 13 | 12 | 7 | 2 | 4 | 4 | 3 | 8 | 6 | 1 | 13 | 6 | 11 | 10 | 7 | 7 | 8 | 2 | 13 | 13 | 3 | 6 | 15 | 6 | 8 | 7 | 9 | 11 | 9 | 5 | 1061.2 | 176
|  |  | 0 | 0 | 0 | 0 | 0 | 9 | 9 | 12 | 5 | 3 | 4 | 4 | 8 | 7 | 5 | 4 | 4 | 9 | 5 | 9 | 12 | 4 | 9 | 10 | 9 | 9 | 11 | 9 | 11 | 5 | 11 | 3 | 8 | 7 | 10 | 13 | 7 | 1190.52 | 177
|  |  | 0 | 2 | 1 | 0 | 0 | 11 | 6 | 8 | 9 | 7 | 6 | 2 | 11 | 5 | 7 | 7 | 1 | 8 | 8 | 6 | 6 | 4 | 11 | 6 | 3 | 12 | 11 | 10 | 8 | 11 | 9 | 5 | 13 | 5 | 11 | 8 | 9 | 1083.68 | 178
|  |  | 0 | 2 | 0 | 1 | 0 | 7 | 8 | 7 | 5 | 9 | 3 | 4 | 10 | 2 | 12 | 8 | 2 | 12 | 10 | 21 | 4 | 6 | 2 | 14 | 6 | 9 | 5 | 5 | 9 | 8 | 11 | 2 | 8 | 7 | 17 | 5 | 5 | 1062.38 | 179
|  |  | 0 | 2 | 0 | 1 | 0 | 7 | 14 | 8 | 9 | 11 | 5 | 1 | 4 | 2 | 8 | 3 | 2 | 9 | 8 | 12 | 8 | 1 | 6 | 5 | 9 | 6 | 10 | 10 | 13 | 13 | 8 | 7 | 8 | 5 | 9 | 5 | 8 | 1354.42 | 180
|  |  | 0 | 0 | 1 | 2 | 0 | 6 | 13 | 9 | 6 | 9 | 3 | 2 | 9 | 3 | 3 | 6 | 3 | 8 | 6 | 8 | 5 | 8 | 7 | 7 | 6 | 13 | 8 | 10 | 3 | 12 | 9 | 9 | 12 | 7 | 9 | 7 | 10 | 1162.99 | 181
|  |  | 0 | 0 | 0 | 0 | 1 | 11 | 6 | 6 | 6 | 3 | 7 | 4 | 8 | 6 | 8 | 5 | 3 | 8 | 5 | 9 | 5 | 3 | 7 | 12 | 2 | 7 | 10 | 5 | 10 | 8 | 7 | 6 | 9 | 9 | 15 | 2 | 10 | 1091.26 | 182
|  |  | 0 | 0 | 0 | 0 | 0 | 8 | 12 | 7 | 7 | 7 | 7 | 2 | 5 | 1 | 10 | 4 | 2 | 6 | 11 | 10 | 8 | 3 | 12 | 12 | 2 | 14 | 5 | 5 | 7 | 6 | 5 | 4 | 9 | 11 | 11 | 10 | 5 | 1181.53 | 183
|  |  | 0 | 0 | 0 | 0 | 0 | 5 | 9 | 4 | 5 | 10 | 6 | 3 | 6 | 2 | 4 | 4 | 0 | 12 | 8 | 10 | 5 | 8 | 8 | 9 | 4 | 12 | 11 | 3 | 3 | 4 | 2 | 6 | 7 | 7 | 6 | 5 | 6 | 1244.5 | 184
|  |  | 0 | 0 | 0 | 0 | 0 | 10 | 11 | 8 | 4 | 7 | 2 | 3 | 11 | 4 | 7 | 5 | 3 | 8 | 6 | 13 | 2 | 5 | 9 | 11 | 5 | 12 | 10 | 8 | 8 | 12 | 7 | 2 | 8 | 5 | 12 | 7 | 6 | 1144.54 | 185
|  |  | 0 | 1 | 0 | 0 | 0 | 6 | 12 | 7 | 7 | 5 | 10 | 1 | 5 | 1 | 7 | 5 | 2 | 10 | 2 | 3 | 5 | 5 | 9 | 10 | 2 | 12 | 6 | 9 | 5 | 6 | 6 | 3 | 13 | 4 | 11 | 7 | 4 | 1248.94 | 186
|  |  | 0 | 0 | 0 | 1 | 0 | 4 | 8 | 4 | 6 | 13 | 4 | 2 | 11 | 4 | 5 | 6 | 1 | 8 | 8 | 8 | 5 | 3 | 6 | 13 | 3 | 14 | 6 | 4 | 13 | 4 | 4 | 4 | 10 | 5 | 9 | 8 | 10 | 1139.51 | 187
|  |  | 0 | 1 | 1 | 0 | 0 | 12 | 8 | 11 | 4 | 9 | 2 | 2 | 9 | 6 | 4 | 2 | 0 | 7 | 4 | 6 | 4 | 5 | 7 | 7 | 6 | 12 | 9 | 9 | 11 | 8 | 3 | 1 | 9 | 6 | 12 | 5 | 6 | 1236.93 | 188
|  |  | 0 | 0 | 0 | 0 | 0 | 14 | 10 | 3 | 2 | 5 | 6 | 1 | 7 | 4 | 9 | 4 | 1 | 7 | 4 | 9 | 6 | 6 | 5 | 14 | 2 | 11 | 8 | 10 | 3 | 7 | 8 | 2 | 9 | 4 | 6 | 4 | 4 | 1173.84 | 189
|  |  | 0 | 0 | 0 | 1 | 0 | 7 | 6 | 2 | 5 | 11 | 6 | 0 | 3 | 8 | 9 | 4 | 2 | 8 | 4 | 7 | 8 | 6 | 5 | 7 | 6 | 12 | 6 | 6 | 13 | 16 | 6 | 5 | 12 | 3 | 4 | 3 | 3 | 1197.37 | 190
|  |  | 0 | 0 | 0 | 1 | 0 | 4 | 8 | 9 | 4 | 5 | 8 | 3 | 10 | 5 | 13 | 3 | 1 | 7 | 9 | 11 | 6 | 5 | 7 | 9 | 0 | 10 | 3 | 3 | 10 | 10 | 7 | 6 | 9 | 6 | 12 | 5 | 6 | 1231.02 | 191
|  |  | 0 | 0 | 0 | 0 | 0 | 9 | 10 | 8 | 5 | 9 | 6 | 0 | 6 | 0 | 3 | 11 | 0 | 9 | 7 | 10 | 4 | 3 | 5 | 8 | 1 | 6 | 10 | 4 | 5 | 7 | 5 | 4 | 8 | 4 | 1 | 2 | 4 | 1168.57 | 192
|  |  | 0 | 0 | 0 | 0 | 0 | 7 | 9 | 3 | 4 | 8 | 6 | 3 | 9 | 6 | 8 | 6 | 1 | 9 | 8 | 8 | 8 | 5 | 3 | 11 | 3 | 3 | 11 | 1 | 13 | 6 | 5 | 2 | 7 | 5 | 9 | 5 | 5 | 1176.49 | 193
|  |  | 0 | 0 | 0 | 0 | 0 | 10 | 6 | 8 | 5 | 8 | 5 | 3 | 4 | 5 | 3 | 2 | 3 | 9 | 6 | 7 | 6 | 3 | 9 | 13 | 0 | 14 | 8 | 10 | 11 | 10 | 9 | 6 | 6 | 4 | 14 | 7 | 11 | 1174.73 | 194
|  |  | 0 | 2 | 0 | 0 | 0 | 12 | 10 | 6 | 5 | 7 | 4 | 1 | 7 | 0 | 7 | 3 | 0 | 6 | 2 | 11 | 8 | 6 | 3 | 10 | 2 | 6 | 11 | 6 | 7 | 9 | 4 | 2 | 4 | 3 | 8 | 6 | 6 | 1108.02 | 195
|  |  | 0 | 0 | 0 | 0 | 0 | 8 | 4 | 3 | 8 | 5 | 3 | 1 | 6 | 7 | 5 | 8 | 1 | 11 | 3 | 7 | 6 | 5 | 9 | 7 | 0 | 13 | 7 | 4 | 12 | 7 | 6 | 3 | 5 | 4 | 4 | 5 | 6 | 1335.77 | 196
|  |  | 0 | 0 | 0 | 0 | 0 | 12 | 10 | 4 | 6 | 8 | 2 | 1 | 8 | 4 | 7 | 3 | 0 | 3 | 5 | 11 | 4 | 10 | 8 | 7 | 1 | 7 | 8 | 8 | 7 | 9 | 7 | 2 | 5 | 5 | 6 | 9 | 7 | 1152.79 | 197
|  |  | 0 | 0 | 0 | 0 | 1 | 6 | 8 | 10 | 4 | 6 | 6 | 1 | 8 | 7 | 7 | 4 | 0 | 8 | 5 | 1 | 8 | 4 | 10 | 5 | 5 | 10 | 4 | 7 | 8 | 5 | 7 | 2 | 13 | 1 | 11 | 4 | 3 | 1260.45 | 198
|  |  | 0 | 0 | 0 | 0 | 0 | 8 | 4 | 3 | 5 | 2 | 8 | 1 | 10 | 3 | 6 | 6 | 2 | 4 | 3 | 12 | 4 | 6 | 8 | 6 | 2 | 10 | 7 | 6 | 11 | 4 | 9 | 2 | 6 | 4 | 11 | 5 | 6 | 1052.02 | 199
|  |  | 0 | 0 | 0 | 0 | 0 | 4 | 8 | 2 | 6 | 5 | 4 | 1 | 6 | 2 | 10 | 2 | 1 | 5 | 7 | 7 | 1 | 4 | 5 | 12 | 2 | 10 | 10 | 4 | 8 | 8 | 6 | 3 | 1 | 2 | 10 | 4 | 3 | 1146.1 | 200
|  |  | 1 | 0 | 0 | 0 | 0 | 3 | 12 | 9 | 2 | 2 | 6 | 2 | 8 | 4 | 4 | 3 | 1 | 7 | 6 | 6 | 4 | 3 | 8 | 13 | 7 | 12 | 4 | 5 | 8 | 6 | 5 | 9 | 11 | 5 | 3 | 11 | 5 | 1056.03 | 201
|  |  | 1 | 0 | 0 | 0 | 0 | 7 | 5 | 5 | 3 | 6 | 1 | 0 | 6 | 6 | 3 | 7 | 0 | 10 | 3 | 8 | 11 | 4 | 5 | 9 | 0 | 7 | 9 | 6 | 7 | 9 | 8 | 1 | 6 | 3 | 5 | 4 | 6 | 1332.23 | 202
|  |  | 0 | 0 | 0 | 0 | 0 | 10 | 6 | 11 | 7 | 4 | 3 | 0 | 5 | 3 | 10 | 4 | 2 | 4 | 2 | 8 | 1 | 6 | 4 | 15 | 0 | 8 | 7 | 2 | 7 | 8 | 8 | 2 | 11 | 3 | 7 | 2 | 5 | 1190.91 | 203
|  |  | 0 | 0 | 0 | 0 | 0 | 5 | 5 | 5 | 4 | 3 | 3 | 1 | 0 | 5 | 13 | 4 | 1 | 8 | 7 | 7 | 8 | 5 | 4 | 9 | 2 | 13 | 10 | 2 | 6 | 3 | 5 | 5 | 6 | 3 | 2 | 4 | 7 | 1115.56 | 204
|  |  | 0 | 0 | 0 | 0 | 0 | 7 | 6 | 6 | 6 | 6 | 3 | 2 | 5 | 8 | 8 | 3 | 1 | 8 | 3 | 8 | 6 | 2 | 7 | 7 | 1 | 7 | 6 | 3 | 4 | 6 | 4 | 4 | 16 | 4 | 7 | 6 | 6 | 1179.18 | 205
|  |  | 0 | 0 | 0 | 0 | 0 | 11 | 5 | 6 | 6 | 3 | 3 | 1 | 6 | 3 | 4 | 3 | 2 | 6 | 6 | 7 | 3 | 5 | 4 | 11 | 0 | 8 | 7 | 1 | 5 | 4 | 7 | 4 | 8 | 1 | 6 | 4 | 10 | 1134.49 | 206
|  |  | 0 | 0 | 0 | 0 | 0 | 9 | 4 | 8 | 3 | 7 | 5 | 0 | 6 | 2 | 6 | 5 | 0 | 7 | 3 | 10 | 7 | 6 | 6 | 9 | 1 | 9 | 6 | 4 | 3 | 10 | 5 | 4 | 4 | 4 | 10 | 5 | 5 | 1124.65 | 207
|  |  | 0 | 0 | 0 | 0 | 0 | 2 | 4 | 3 | 7 | 9 | 7 | 0 | 8 | 2 | 4 | 3 | 0 | 10 | 5 | 6 | 3 | 3 | 6 | 10 | 1 | 12 | 8 | 6 | 11 | 5 | 7 | 2 | 9 | 4 | 6 | 5 | 7 | 1227.84 | 208
|  |  | 0 | 0 | 0 | 0 | 0 | 9 | 9 | 6 | 2 | 2 | 3 | 0 | 8 | 1 | 7 | 2 | 1 | 8 | 4 | 12 | 7 | 3 | 6 | 10 | 4 | 9 | 5 | 3 | 10 | 7 | 4 | 0 | 4 | 2 | 3 | 6 | 4 | 1197.71 | 209
|  |  | 0 | 0 | 0 | 0 | 0 | 7 | 5 | 6 | 5 | 3 | 1 | 0 | 3 | 1 | 2 | 6 | 1 | 9 | 6 | 12 | 8 | 9 | 6 | 6 | 5 | 13 | 5 | 5 | 10 | 7 | 5 | 4 | 5 | 2 | 10 | 1 | 2 | 1252.27 | 210
|  |  | 0 | 0 | 0 | 0 | 0 | 8 | 4 | 3 | 3 | 4 | 7 | 0 | 5 | 1 | 3 | 4 | 1 | 9 | 4 | 5 | 4 | 6 | 5 | 10 | 1 | 10 | 6 | 2 | 5 | 9 | 6 | 1 | 7 | 4 | 6 | 3 | 6 | 1134.95 | 211
|  |  | 0 | 0 | 0 | 0 | 0 | 6 | 2 | 1 | 2 | 3 | 2 | 0 | 7 | 0 | 6 | 5 | 2 | 4 | 8 | 6 | 6 | 3 | 6 | 9 | 4 | 7 | 3 | 8 | 6 | 0 | 5 | 2 | 7 | 5 | 7 | 5 | 8 | 1284.53 | 212
|  |  | 0 | 0 | 0 | 0 | 0 | 6 | 3 | 4 | 1 | 5 | 0 | 0 | 2 | 2 | 10 | 2 | 0 | 6 | 3 | 6 | 4 | 3 | 3 | 4 | 3 | 9 | 1 | 8 | 5 | 5 | 5 | 4 | 10 | 4 | 7 | 6 | 4 | 1246.83 | 213
|  |  | 0 | 0 | 0 | 0 | 0 | 9 | 1 | 1 | 1 | 5 | 4 | 0 | 1 | 2 | 9 | 4 | 0 | 5 | 4 | 6 | 3 | 9 | 7 | 5 | 0 | 4 | 3 | 5 | 6 | 9 | 3 | 1 | 10 | 1 | 5 | 2 | 5 | 1100.75 | 214
|  |  | 0 | 0 | 0 | 0 | 0 | 5 | 1 | 1 | 3 | 6 | 2 | 0 | 2 | 1 | 4 | 3 | 0 | 9 | 12 | 9 | 7 | 3 | 5 | 16 | 1 | 6 | 4 | 3 | 3 | 10 | 4 | 4 | 7 | 3 | 7 | 9 | 3 | 1201.47 | 215
|  |  | 0 | 0 | 0 | 0 | 0 | 3 | 1 | 1 | 1 | 5 | 1 | 0 | 0 | 1 | 7 | 4 | 2 | 6 | 2 | 7 | 7 | 3 | 7 | 8 | 3 | 8 | 7 | 2 | 6 | 2 | 3 | 3 | 6 | 0 | 5 | 4 | 6 | 1242.18 | 216
|  |  | 0 | 0 | 0 | 0 | 1 | 10 | 0 | 0 | 0 | 5 | 1 | 0 | 0 | 0 | 10 | 1 | 0 | 6 | 5 | 5 | 6 | 1 | 3 | 8 | 1 | 8 | 10 | 3 | 7 | 6 | 10 | 6 | 11 | 3 | 5 | 4 | 4 | 1311.73 | 217
|  |  | 0 | 0 | 0 | 0 | 0 | 7 | 0 | 0 | 0 | 10 | 1 | 0 | 0 | 1 | 7 | 4 | 0 | 1 | 2 | 6 | 6 | 1 | 7 | 15 | 1 | 10 | 5 | 5 | 6 | 4 | 2 | 5 | 8 | 3 | 6 | 4 | 6 | 1211.27 | 218
|  |  | 0 | 0 | 0 | 0 | 0 | 5 | 0 | 0 | 0 | 3 | 0 | 0 | 0 | 2 | 10 | 2 | 1 | 9 | 3 | 3 | 9 | 6 | 5 | 7 | 1 | 6 | 9 | 4 | 5 | 3 | 7 | 3 | 2 | 4 | 6 | 4 | 1 | 1271.61 | 219
|  |  | 0 | 0 | 0 | 0 | 0 | 16 | 0 | 0 | 0 | 1 | 0 | 0 | 0 | 1 | 2 | 2 | 1 | 3 | 4 | 4 | 5 | 3 | 4 | 10 | 1 | 5 | 4 | 8 | 8 | 7 | 6 | 5 | 12 | 5 | 9 | 6 | 2 | 1126.59 | 220
|  |  | 0 | 0 | 0 | 0 | 0 | 11 | 0 | 0 | 0 | 3 | 0 | 0 | 0 | 0 | 1 | 4 | 1 | 2 | 4 | 7 | 6 | 3 | 3 | 7 | 2 | 11 | 9 | 7 | 4 | 5 | 3 | 4 | 9 | 3 | 8 | 8 | 4 | 1132.5 | 221
|  |  | 0 | 0 | 0 | 0 | 1 | 6 | 0 | 0 | 0 | 1 | 0 | 0 | 0 | 2 | 3 | 1 | 0 | 5 | 1 | 5 | 3 | 4 | 8 | 10 | 2 | 11 | 7 | 3 | 5 | 14 | 5 | 1 | 6 | 6 | 3 | 2 | 2 | 1159.3 | 222
|  |  | 0 | 0 | 0 | 0 | 0 | 4 | 0 | 0 | 0 | 0 | 0 | 0 | 0 | 1 | 2 | 2 | 2 | 7 | 3 | 1 | 5 | 4 | 4 | 6 | 1 | 5 | 9 | 4 | 6 | 5 | 3 | 4 | 2 | 0 | 9 | 3 | 6 | 1118.38 | 223
|  |  | 0 | 0 | 0 | 0 | 0 | 8 | 0 | 0 | 0 | 2 | 0 | 0 | 0 | 4 | 6 | 4 | 0 | 7 | 2 | 4 | 4 | 3 | 3 | 9 | 2 | 9 | 3 | 4 | 3 | 5 | 10 | 2 | 5 | 4 | 6 | 1 | 0 | 1336.2 | 224
|  |  | 0 | 0 | 0 | 0 | 0 | 3 | 0 | 0 | 0 | 0 | 0 | 0 | 0 | 0 | 3 | 5 | 2 | 12 | 0 | 9 | 1 | 5 | 4 | 8 | 1 | 5 | 5 | 3 | 5 | 4 | 8 | 1 | 6 | 1 | 7 | 4 | 3 | 1160.78 | 225
|  |  | 0 | 0 | 0 | 0 | 0 | 2 | 0 | 0 | 0 | 0 | 0 | 0 | 0 | 1 | 7 | 2 | 0 | 3 | 3 | 6 | 5 | 4 | 5 | 8 | 1 | 8 | 6 | 4 | 6 | 3 | 4 | 9 | 8 | 3 | 4 | 3 | 8 | 1173.27 | 226
|  |  | 0 | 0 | 0 | 0 | 0 | 4 | 0 | 0 | 0 | 0 | 0 | 0 | 0 | 1 | 6 | 3 | 0 | 6 | 3 | 4 | 2 | 5 | 8 | 8 | 4 | 9 | 2 | 5 | 5 | 2 | 2 | 3 | 6 | 3 | 5 | 0 | 5 | 1193.2 | 227
|  |  | 0 | 0 | 0 | 0 | 0 | 6 | 0 | 0 | 0 | 0 | 0 | 0 | 0 | 0 | 3 | 3 | 2 | 4 | 2 | 7 | 5 | 3 | 5 | 3 | 0 | 6 | 2 | 3 | 5 | 4 | 5 | 4 | 5 | 7 | 7 | 2 | 1 | 931.26 | 228
|  |  | 0 | 0 | 0 | 0 | 0 | 7 | 0 | 0 | 0 | 0 | 0 | 0 | 0 | 0 | 5 | 1 | 1 | 8 | 5 | 4 | 4 | 3 | 4 | 6 | 2 | 6 | 6 | 2 | 5 | 8 | 2 | 3 | 6 | 1 | 5 | 0 | 5 | 1035.72 | 229
|  |  | 0 | 0 | 0 | 0 | 0 | 7 | 0 | 0 | 0 | 0 | 0 | 0 | 0 | 1 | 4 | 2 | 1 | 4 | 4 | 3 | 5 | 3 | 0 | 6 | 2 | 2 | 6 | 3 | 2 | 8 | 3 | 2 | 8 | 2 | 7 | 7 | 3 | 1159.54 | 230
|  |  | 0 | 0 | 0 | 0 | 0 | 6 | 0 | 0 | 0 | 0 | 0 | 0 | 0 | 2 | 2 | 1 | 1 | 5 | 3 | 2 | 1 | 3 | 2 | 6 | 0 | 5 | 8 | 2 | 4 | 6 | 6 | 1 | 1 | 5 | 11 | 3 | 4 | 1136.63 | 231
|  |  | 0 | 0 | 0 | 0 | 0 | 7 | 0 | 0 | 0 | 0 | 0 | 0 | 0 | 0 | 3 | 4 | 1 | 2 | 1 | 5 | 7 | 2 | 3 | 4 | 2 | 6 | 4 | 6 | 4 | 6 | 3 | 6 | 10 | 4 | 11 | 5 | 2 | 1086.66 | 232
|  |  | 0 | 0 | 0 | 0 | 0 | 8 | 0 | 0 | 0 | 0 | 0 | 0 | 0 | 2 | 3 | 1 | 1 | 4 | 2 | 6 | 3 | 1 | 2 | 4 | 2 | 7 | 5 | 3 | 4 | 8 | 6 | 0 | 7 | 1 | 6 | 3 | 6 | 1199.32 | 233
|  |  | 0 | 0 | 0 | 0 | 0 | 6 | 0 | 0 | 0 | 0 | 0 | 0 | 0 | 0 | 13 | 2 | 0 | 1 | 2 | 4 | 4 | 2 | 7 | 10 | 1 | 7 | 8 | 4 | 6 | 5 | 2 | 2 | 2 | 7 | 2 | 2 | 5 | 1078.32 | 234
|  |  | 0 | 0 | 0 | 0 | 0 | 6 | 0 | 0 | 0 | 0 | 0 | 0 | 0 | 1 | 6 | 1 | 1 | 6 | 1 | 10 | 1 | 0 | 5 | 6 | 0 | 4 | 11 | 4 | 6 | 7 | 3 | 2 | 4 | 2 | 6 | 5 | 4 | 1185.09 | 235
|  |  | 0 | 0 | 0 | 0 | 0 | 8 | 0 | 0 | 0 | 0 | 0 | 0 | 0 | 1 | 6 | 2 | 0 | 1 | 3 | 3 | 6 | 1 | 3 | 4 | 1 | 8 | 9 | 2 | 3 | 3 | 3 | 3 | 6 | 2 | 3 | 6 | 3 | 998.264 | 236
|  |  | 0 | 0 | 0 | 0 | 0 | 6 | 0 | 0 | 0 | 0 | 0 | 0 | 0 | 1 | 3 | 2 | 1 | 5 | 3 | 5 | 2 | 7 | 1 | 10 | 3 | 6 | 7 | 2 | 7 | 1 | 4 | 3 | 5 | 3 | 6 | 0 | 4 | 1087.42 | 237
|  |  | 0 | 0 | 0 | 0 | 0 | 3 | 0 | 0 | 0 | 0 | 0 | 0 | 0 | 1 | 3 | 1 | 0 | 6 | 4 | 11 | 7 | 3 | 6 | 4 | 0 | 4 | 6 | 4 | 7 | 3 | 5 | 1 | 4 | 3 | 2 | 5 | 2 | 1105.76 | 238
|  |  | 0 | 0 | 0 | 0 | 0 | 8 | 0 | 0 | 0 | 0 | 0 | 0 | 0 | 1 | 1 | 0 | 1 | 1 | 1 | 3 | 4 | 2 | 3 | 8 | 3 | 8 | 2 | 3 | 5 | 3 | 5 | 2 | 6 | 0 | 5 | 4 | 2 | 978.412 | 239
|  |  | 0 | 0 | 0 | 0 | 0 | 3 | 0 | 0 | 0 | 0 | 0 | 0 | 0 | 1 | 2 | 0 | 0 | 1 | 2 | 3 | 6 | 3 | 7 | 4 | 1 | 8 | 6 | 0 | 3 | 5 | 2 | 3 | 6 | 1 | 4 | 5 | 6 | 995.416 | 240
|  |  | 0 | 0 | 0 | 0 | 0 | 7 | 0 | 0 | 0 | 0 | 0 | 0 | 0 | 1 | 3 | 1 | 0 | 0 | 0 | 2 | 2 | 2 | 3 | 7 | 2 | 6 | 4 | 5 | 0 | 3 | 3 | 2 | 6 | 2 | 2 | 8 | 5 | 968.131 | 241
|  |  | 0 | 0 | 0 | 0 | 0 | 8 | 0 | 0 | 0 | 0 | 0 | 0 | 0 | 0 | 1 | 0 | 0 | 0 | 2 | 2 | 2 | 4 | 7 | 8 | 3 | 6 | 2 | 5 | 2 | 7 | 3 | 1 | 5 | 2 | 1 | 3 | 5 | 1080.96 | 242
|  |  | 0 | 0 | 0 | 0 | 0 | 2 | 0 | 0 | 0 | 0 | 0 | 0 | 0 | 0 | 0 | 0 | 0 | 0 | 2 | 2 | 5 | 5 | 3 | 8 | 2 | 3 | 7 | 5 | 5 | 6 | 3 | 1 | 7 | 2 | 3 | 6 | 6 | 1028.28 | 243
|  |  | 0 | 0 | 0 | 0 | 0 | 2 | 0 | 0 | 0 | 0 | 0 | 0 | 0 | 1 | 3 | 0 | 0 | 0 | 2 | 1 | 1 | 3 | 7 | 3 | 3 | 3 | 12 | 5 | 5 | 4 | 1 | 3 | 5 | 3 | 4 | 3 | 5 | 873.254 | 244
|  |  | 0 | 0 | 0 | 0 | 0 | 1 | 0 | 0 | 0 | 0 | 0 | 0 | 0 | 0 | 0 | 0 | 0 | 0 | 0 | 1 | 7 | 2 | 5 | 2 | 3 | 7 | 4 | 2 | 2 | 4 | 0 | 1 | 3 | 5 | 2 | 5 | 1 | 1218.87 | 245
|  |  | 0 | 0 | 0 | 0 | 0 | 2 | 0 | 0 | 0 | 0 | 0 | 0 | 0 | 1 | 1 | 0 | 0 | 0 | 1 | 0 | 3 | 3 | 4 | 8 | 2 | 7 | 3 | 4 | 3 | 3 | 6 | 3 | 3 | 2 | 6 | 3 | 3 | 965.72 | 246
|  |  | 0 | 0 | 0 | 0 | 0 | 1 | 0 | 0 | 0 | 0 | 0 | 0 | 0 | 1 | 0 | 0 | 0 | 0 | 0 | 0 | 0 | 5 | 0 | 7 | 1 | 5 | 3 | 1 | 5 | 15 | 1 | 3 | 6 | 2 | 3 | 7 | 2 | 1197.21 | 247
|  |  | 0 | 0 | 0 | 0 | 0 | 1 | 0 | 0 | 0 | 0 | 0 | 0 | 0 | 0 | 0 | 0 | 0 | 0 | 0 | 0 | 5 | 5 | 4 | 6 | 1 | 5 | 4 | 0 | 5 | 5 | 8 | 0 | 6 | 3 | 5 | 2 | 3 | 1093.53 | 248
|  |  | 0 | 0 | 0 | 0 | 0 | 0 | 0 | 0 | 0 | 0 | 0 | 0 | 0 | 0 | 0 | 0 | 0 | 0 | 1 | 0 | 5 | 1 | 2 | 5 | 2 | 4 | 3 | 3 | 2 | 8 | 4 | 0 | 4 | 1 | 4 | 2 | 7 | 905.832 | 249
|  |  | 0 | 0 | 0 | 0 | 0 | 0 | 0 | 0 | 0 | 0 | 0 | 0 | 0 | 0 | 0 | 0 | 0 | 0 | 0 | 0 | 6 | 3 | 5 | 10 | 1 | 12 | 4 | 2 | 6 | 2 | 4 | 1 | 6 | 5 | 7 | 2 | 2 | 1094.47 | 250
|  |  | 0 | 0 | 0 | 0 | 0 | 1 | 0 | 0 | 0 | 0 | 0 | 0 | 0 | 0 | 0 | 0 | 0 | 0 | 0 | 0 | 5 | 7 | 5 | 5 | 0 | 9 | 1 | 3 | 7 | 2 | 1 | 4 | 4 | 3 | 9 | 2 | 5 | 869.759 | 251
|  |  | 0 | 0 | 0 | 0 | 0 | 0 | 0 | 0 | 0 | 0 | 0 | 0 | 0 | 0 | 0 | 0 | 0 | 0 | 0 | 0 | 2 | 1 | 7 | 6 | 1 | 6 | 2 | 4 | 9 | 2 | 3 | 2 | 6 | 1 | 3 | 0 | 4 | 889.937 | 252
|  |  | 0 | 0 | 0 | 0 | 0 | 0 | 0 | 0 | 0 | 0 | 0 | 0 | 0 | 0 | 0 | 0 | 0 | 0 | 0 | 0 | 2 | 4 | 3 | 5 | 3 | 4 | 3 | 4 | 4 | 3 | 5 | 4 | 4 | 3 | 7 | 2 | 1 | 1001.33 | 253
|  |  | 0 | 0 | 0 | 0 | 0 | 0 | 0 | 0 | 0 | 0 | 0 | 0 | 0 | 0 | 0 | 0 | 0 | 0 | 0 | 0 | 4 | 4 | 1 | 3 | 1 | 5 | 6 | 4 | 4 | 6 | 3 | 0 | 1 | 1 | 3 | 2 | 5 | 1086.26 | 254
|  |  | 0 | 0 | 0 | 0 | 0 | 0 | 0 | 0 | 0 | 0 | 0 | 0 | 0 | 0 | 0 | 0 | 0 | 0 | 0 | 0 | 4 | 0 | 5 | 8 | 1 | 1 | 8 | 0 | 3 | 0 | 4 | 4 | 5 | 4 | 7 | 5 | 8 | 979.496 | 255
|  |  | 0 | 0 | 0 | 0 | 0 | 0 | 0 | 0 | 0 | 0 | 0 | 0 | 0 | 0 | 0 | 0 | 0 | 0 | 0 | 0 | 3 | 4 | 5 | 3 | 3 | 6 | 4 | 3 | 6 | 4 | 7 | 2 | 10 | 1 | 2 | 2 | 4 | 902.826 | 256
|  |  | 0 | 0 | 0 | 0 | 0 | 0 | 0 | 0 | 0 | 0 | 0 | 0 | 0 | 0 | 0 | 0 | 0 | 0 | 0 | 0 | 4 | 1 | 5 | 10 | 2 | 4 | 8 | 1 | 8 | 5 | 4 | 3 | 6 | 1 | 7 | 5 | 3 | 1021.37 | 257
|  |  | 0 | 0 | 0 | 0 | 0 | 0 | 0 | 0 | 0 | 0 | 0 | 0 | 0 | 0 | 0 | 0 | 0 | 0 | 0 | 0 | 4 | 3 | 6 | 8 | 0 | 2 | 1 | 1 | 2 | 1 | 4 | 3 | 2 | 2 | 6 | 4 | 3 | 882.109 | 258
|  |  | 0 | 0 | 0 | 0 | 0 | 0 | 0 | 0 | 0 | 0 | 0 | 0 | 0 | 0 | 0 | 0 | 0 | 0 | 0 | 0 | 4 | 1 | 4 | 2 | 0 | 4 | 5 | 1 | 4 | 2 | 2 | 0 | 2 | 4 | 1 | 3 | 3 | 959.701 | 259
|  |  | 0 | 0 | 0 | 0 | 0 | 0 | 0 | 0 | 0 | 0 | 0 | 0 | 0 | 0 | 0 | 0 | 0 | 0 | 0 | 0 | 4 | 0 | 5 | 10 | 0 | 6 | 5 | 7 | 9 | 2 | 4 | 1 | 8 | 1 | 6 | 3 | 1 | 892.565 | 260
|  |  | 0 | 0 | 0 | 0 | 0 | 0 | 0 | 0 | 0 | 0 | 0 | 0 | 0 | 0 | 0 | 0 | 0 | 0 | 0 | 0 | 4 | 2 | 3 | 8 | 2 | 5 | 4 | 2 | 9 | 3 | 6 | 1 | 2 | 1 | 5 | 3 | 4 | 883.816 | 261
|  |  | 0 | 0 | 0 | 0 | 0 | 0 | 0 | 0 | 0 | 0 | 0 | 0 | 0 | 0 | 0 | 0 | 0 | 0 | 0 | 0 | 3 | 0 | 4 | 5 | 2 | 3 | 7 | 1 | 11 | 4 | 1 | 1 | 2 | 1 | 3 | 4 | 1 | 832.564 | 262
|  |  | 0 | 0 | 0 | 0 | 0 | 0 | 0 | 0 | 0 | 0 | 0 | 0 | 0 | 0 | 0 | 0 | 0 | 0 | 0 | 0 | 5 | 2 | 3 | 3 | 2 | 5 | 3 | 3 | 2 | 6 | 8 | 2 | 4 | 0 | 7 | 3 | 1 | 827.625 | 263
|  |  | 0 | 0 | 0 | 0 | 0 | 0 | 0 | 0 | 0 | 0 | 0 | 0 | 0 | 0 | 0 | 0 | 0 | 0 | 0 | 0 | 5 | 1 | 4 | 6 | 1 | 4 | 3 | 2 | 3 | 7 | 5 | 2 | 5 | 3 | 7 | 4 | 3 | 765.938 | 264
|  |  | 0 | 0 | 0 | 0 | 0 | 0 | 0 | 0 | 0 | 0 | 0 | 0 | 0 | 0 | 0 | 0 | 0 | 0 | 0 | 0 | 4 | 1 | 0 | 5 | 2 | 6 | 4 | 2 | 5 | 3 | 4 | 1 | 7 | 1 | 6 | 4 | 7 | 764.536 | 265
|  |  | 0 | 0 | 0 | 0 | 0 | 0 | 0 | 0 | 0 | 0 | 0 | 0 | 0 | 0 | 0 | 0 | 0 | 0 | 0 | 0 | 1 | 2 | 1 | 3 | 2 | 5 | 3 | 5 | 5 | 2 | 3 | 3 | 11 | 3 | 4 | 3 | 3 | 952.525 | 266
|  |  | 0 | 0 | 0 | 0 | 0 | 0 | 0 | 0 | 0 | 0 | 0 | 0 | 0 | 0 | 0 | 0 | 0 | 0 | 0 | 0 | 3 | 2 | 3 | 4 | 1 | 6 | 2 | 3 | 2 | 4 | 2 | 4 | 11 | 3 | 4 | 5 | 3 | 823.516 | 267
|  |  | 0 | 0 | 0 | 0 | 0 | 0 | 0 | 0 | 0 | 0 | 0 | 0 | 0 | 0 | 0 | 0 | 0 | 0 | 0 | 0 | 1 | 0 | 3 | 7 | 0 | 3 | 3 | 0 | 4 | 6 | 1 | 0 | 2 | 2 | 3 | 1 | 3 | 878.007 | 268
|  |  | 0 | 0 | 0 | 0 | 0 | 0 | 0 | 0 | 0 | 0 | 0 | 0 | 0 | 0 | 0 | 0 | 0 | 0 | 0 | 0 | 3 | 3 | 3 | 1 | 0 | 1 | 4 | 2 | 3 | 4 | 2 | 1 | 5 | 1 | 7 | 3 | 2 | 756.358 | 269
|  |  | 0 | 0 | 0 | 0 | 0 | 0 | 0 | 0 | 0 | 0 | 0 | 0 | 0 | 0 | 0 | 0 | 0 | 0 | 0 | 0 | 6 | 0 | 2 | 5 | 3 | 8 | 5 | 3 | 3 | 2 | 4 | 1 | 3 | 0 | 6 | 3 | 4 | 811.406 | 270
|  |  | 0 | 0 | 0 | 0 | 0 | 0 | 0 | 0 | 0 | 0 | 0 | 0 | 0 | 0 | 0 | 0 | 0 | 0 | 0 | 0 | 5 | 1 | 2 | 7 | 0 | 6 | 2 | 2 | 4 | 2 | 5 | 2 | 3 | 1 | 0 | 6 | 2 | 720.465 | 271
|  |  | 0 | 0 | 0 | 0 | 0 | 0 | 0 | 0 | 0 | 0 | 0 | 0 | 0 | 0 | 0 | 0 | 0 | 0 | 0 | 0 | 3 | 1 | 4 | 3 | 0 | 3 | 7 | 4 | 1 | 1 | 3 | 0 | 5 | 0 | 4 | 6 | 2 | 771.775 | 272
|  |  | 0 | 0 | 0 | 0 | 0 | 0 | 0 | 0 | 0 | 0 | 0 | 0 | 0 | 0 | 0 | 0 | 0 | 0 | 0 | 0 | 2 | 3 | 6 | 7 | 0 | 5 | 1 | 2 | 5 | 3 | 3 | 0 | 4 | 1 | 4 | 4 | 1 | 629.634 | 273
|  |  | 0 | 0 | 0 | 0 | 0 | 0 | 0 | 0 | 0 | 0 | 0 | 0 | 0 | 0 | 0 | 0 | 0 | 0 | 0 | 0 | 4 | 3 | 4 | 6 | 1 | 4 | 6 | 1 | 6 | 3 | 2 | 0 | 0 | 5 | 4 | 2 | 6 | 750.836 | 274
|  |  | 0 | 0 | 0 | 0 | 0 | 0 | 0 | 0 | 0 | 0 | 0 | 0 | 0 | 0 | 0 | 0 | 0 | 0 | 0 | 0 | 1 | 3 | 0 | 1 | 1 | 6 | 1 | 1 | 9 | 5 | 4 | 1 | 4 | 1 | 4 | 3 | 3 | 766.25 | 275
|  |  | 0 | 0 | 0 | 0 | 0 | 0 | 0 | 0 | 0 | 0 | 0 | 0 | 0 | 0 | 0 | 0 | 0 | 0 | 0 | 0 | 2 | 4 | 7 | 6 | 0 | 1 | 1 | 3 | 5 | 5 | 6 | 1 | 1 | 2 | 6 | 1 | 1 | 613.987 | 276
|  |  | 0 | 0 | 0 | 0 | 0 | 0 | 0 | 0 | 0 | 0 | 0 | 0 | 0 | 0 | 0 | 0 | 0 | 0 | 0 | 0 | 1 | 3 | 4 | 4 | 1 | 1 | 3 | 4 | 6 | 2 | 4 | 0 | 1 | 3 | 4 | 3 | 3 | 647.16 | 277
|  |  | 0 | 0 | 0 | 0 | 0 | 0 | 0 | 0 | 0 | 0 | 0 | 0 | 0 | 0 | 0 | 0 | 0 | 0 | 0 | 0 | 0 | 1 | 2 | 2 | 2 | 5 | 6 | 4 | 3 | 0 | 1 | 1 | 5 | 1 | 7 | 2 | 1 | 701.986 | 278
|  |  | 0 | 0 | 0 | 0 | 0 | 0 | 0 | 0 | 0 | 0 | 0 | 0 | 0 | 0 | 0 | 0 | 0 | 0 | 0 | 0 | 5 | 1 | 1 | 8 | 2 | 1 | 4 | 3 | 3 | 4 | 4 | 2 | 3 | 0 | 3 | 3 | 0 | 645.827 | 279
|  |  | 0 | 0 | 0 | 0 | 0 | 0 | 0 | 0 | 0 | 0 | 0 | 0 | 0 | 0 | 0 | 0 | 0 | 0 | 0 | 0 | 2 | 2 | 2 | 3 | 0 | 6 | 2 | 0 | 7 | 2 | 4 | 0 | 6 | 0 | 7 | 5 | 4 | 645.996 | 280
|  |  | 0 | 0 | 0 | 0 | 0 | 0 | 0 | 0 | 0 | 0 | 0 | 0 | 0 | 0 | 0 | 0 | 0 | 0 | 0 | 0 | 1 | 5 | 5 | 5 | 2 | 2 | 2 | 3 | 3 | 1 | 5 | 2 | 3 | 3 | 3 | 4 | 3 | 684.944 | 281
|  |  | 0 | 0 | 0 | 0 | 0 | 0 | 0 | 0 | 0 | 0 | 0 | 0 | 0 | 0 | 0 | 0 | 0 | 0 | 0 | 0 | 3 | 1 | 2 | 8 | 0 | 3 | 2 | 5 | 3 | 4 | 2 | 2 | 6 | 5 | 3 | 3 | 1 | 602.005 | 282
|  |  | 0 | 0 | 0 | 0 | 0 | 0 | 0 | 0 | 0 | 0 | 0 | 0 | 0 | 0 | 0 | 0 | 0 | 0 | 0 | 0 | 2 | 2 | 3 | 3 | 0 | 2 | 3 | 2 | 6 | 3 | 2 | 3 | 6 | 1 | 2 | 0 | 1 | 685.05 | 283
|  |  | 0 | 0 | 0 | 0 | 0 | 0 | 0 | 0 | 0 | 0 | 0 | 0 | 0 | 0 | 0 | 0 | 0 | 0 | 0 | 0 | 2 | 0 | 1 | 4 | 2 | 6 | 4 | 1 | 6 | 2 | 2 | 1 | 6 | 3 | 0 | 0 | 1 | 518.659 | 284
|  |  | 0 | 0 | 0 | 0 | 0 | 0 | 0 | 0 | 0 | 0 | 0 | 0 | 0 | 0 | 0 | 0 | 0 | 0 | 0 | 0 | 1 | 4 | 3 | 3 | 0 | 5 | 3 | 2 | 3 | 3 | 1 | 1 | 3 | 1 | 1 | 4 | 4 | 710.765 | 285
|  |  | 0 | 0 | 0 | 0 | 0 | 0 | 0 | 0 | 0 | 0 | 0 | 0 | 0 | 0 | 0 | 0 | 0 | 0 | 0 | 0 | 3 | 5 | 2 | 2 | 1 | 5 | 2 | 3 | 1 | 1 | 1 | 2 | 8 | 2 | 5 | 3 | 0 | 662.797 | 286
|  |  | 0 | 0 | 0 | 0 | 0 | 0 | 0 | 0 | 0 | 0 | 0 | 0 | 0 | 0 | 0 | 0 | 0 | 0 | 0 | 0 | 5 | 2 | 2 | 10 | 0 | 3 | 3 | 1 | 3 | 1 | 1 | 3 | 5 | 3 | 3 | 1 | 2 | 531.598 | 287
|  |  | 0 | 0 | 0 | 0 | 0 | 0 | 0 | 0 | 0 | 0 | 0 | 0 | 0 | 0 | 0 | 0 | 0 | 0 | 0 | 0 | 1 | 0 | 3 | 3 | 0 | 3 | 1 | 2 | 4 | 1 | 1 | 1 | 3 | 2 | 1 | 3 | 2 | 552.44 | 288
|  |  | 0 | 0 | 0 | 0 | 0 | 0 | 0 | 0 | 0 | 0 | 0 | 0 | 0 | 0 | 0 | 0 | 0 | 0 | 0 | 0 | 5 | 0 | 3 | 3 | 0 | 4 | 2 | 3 | 4 | 1 | 3 | 1 | 3 | 3 | 3 | 3 | 2 | 559.128 | 289
|  |  | 0 | 0 | 0 | 0 | 0 | 0 | 0 | 0 | 0 | 0 | 0 | 0 | 0 | 0 | 0 | 0 | 0 | 0 | 0 | 0 | 3 | 1 | 2 | 4 | 1 | 2 | 1 | 3 | 3 | 0 | 3 | 1 | 2 | 0 | 2 | 1 | 3 | 510.742 | 290
|  |  | 0 | 0 | 0 | 0 | 0 | 0 | 0 | 0 | 0 | 0 | 0 | 0 | 0 | 0 | 0 | 0 | 0 | 0 | 0 | 0 | 0 | 2 | 4 | 4 | 1 | 5 | 5 | 2 | 1 | 1 | 2 | 3 | 4 | 0 | 5 | 0 | 4 | 576.469 | 291
|  |  | 0 | 0 | 0 | 0 | 0 | 0 | 0 | 0 | 0 | 0 | 0 | 0 | 0 | 0 | 0 | 0 | 0 | 0 | 0 | 0 | 5 | 0 | 3 | 10 | 1 | 8 | 1 | 0 | 1 | 3 | 0 | 1 | 1 | 1 | 8 | 2 | 5 | 582.424 | 292
|  |  | 0 | 0 | 0 | 0 | 0 | 0 | 0 | 0 | 0 | 0 | 0 | 0 | 0 | 0 | 0 | 0 | 0 | 0 | 0 | 0 | 2 | 2 | 2 | 5 | 2 | 1 | 4 | 4 | 3 | 3 | 2 | 1 | 3 | 1 | 3 | 4 | 4 | 455.891 | 293
|  |  | 0 | 0 | 0 | 0 | 0 | 0 | 0 | 0 | 0 | 0 | 0 | 0 | 0 | 0 | 0 | 0 | 0 | 0 | 0 | 0 | 5 | 3 | 4 | 2 | 0 | 1 | 2 | 1 | 1 | 2 | 2 | 2 | 3 | 1 | 3 | 2 | 1 | 598.799 | 294
|  |  | 0 | 0 | 0 | 0 | 0 | 0 | 0 | 0 | 0 | 0 | 0 | 0 | 0 | 0 | 0 | 0 | 0 | 0 | 0 | 0 | 2 | 1 | 4 | 5 | 0 | 0 | 3 | 2 | 3 | 2 | 2 | 2 | 5 | 1 | 4 | 3 | 0 | 462.971 | 295
|  |  | 0 | 0 | 0 | 0 | 0 | 0 | 0 | 0 | 0 | 0 | 0 | 0 | 0 | 0 | 0 | 0 | 0 | 0 | 0 | 0 | 2 | 0 | 0 | 8 | 1 | 1 | 2 | 2 | 2 | 0 | 4 | 1 | 8 | 2 | 6 | 5 | 4 | 477.565 | 296
|  |  | 0 | 0 | 0 | 0 | 0 | 0 | 0 | 0 | 0 | 0 | 0 | 0 | 0 | 0 | 0 | 0 | 0 | 0 | 0 | 0 | 3 | 1 | 2 | 3 | 0 | 2 | 0 | 0 | 1 | 6 | 1 | 1 | 2 | 2 | 3 | 1 | 1 | 424.812 | 297
|  |  | 0 | 0 | 0 | 0 | 0 | 0 | 0 | 0 | 0 | 0 | 0 | 0 | 0 | 0 | 0 | 0 | 0 | 0 | 0 | 0 | 3 | 2 | 0 | 4 | 1 | 7 | 4 | 1 | 2 | 2 | 2 | 2 | 5 | 4 | 6 | 6 | 3 | 459.763 | 298
|  |  | 0 | 0 | 0 | 0 | 0 | 0 | 0 | 0 | 0 | 0 | 0 | 0 | 0 | 0 | 0 | 0 | 0 | 0 | 0 | 0 | 3 | 1 | 1 | 1 | 0 | 6 | 2 | 0 | 1 | 4 | 4 | 1 | 2 | 5 | 10 | 2 | 3 | 436.68 | 299
|  |  | 0 | 0 | 0 | 0 | 0 | 0 | 0 | 0 | 0 | 0 | 0 | 0 | 0 | 0 | 0 | 0 | 0 | 0 | 0 | 0 | 1 | 2 | 3 | 1 | 2 | 3 | 2 | 1 | 1 | 3 | 0 | 1 | 1 | 3 | 15 | 3 | 5 | 481.455 | 300
|  |  | 0 | 0 | 0 | 0 | 0 | 0 | 0 | 0 | 0 | 0 | 0 | 0 | 0 | 0 | 0 | 0 | 0 | 0 | 0 | 0 | 6 | 3 | 1 | 5 | 2 | 1 | 2 | 1 | 5 | 2 | 2 | 0 | 4 | 3 | 8 | 2 | 1 | 468.723 | 301
|  |  | 0 | 0 | 0 | 0 | 0 | 0 | 0 | 0 | 0 | 0 | 0 | 0 | 0 | 0 | 0 | 0 | 0 | 0 | 0 | 0 | 2 | 0 | 2 | 6 | 1 | 3 | 1 | 1 | 5 | 1 | 3 | 1 | 2 | 2 | 7 | 1 | 0 | 448.123 | 302
|  |  | 0 | 0 | 0 | 0 | 0 | 0 | 0 | 0 | 0 | 0 | 0 | 0 | 0 | 0 | 0 | 0 | 0 | 0 | 0 | 0 | 2 | 5 | 2 | 3 | 1 | 4 | 4 | 3 | 2 | 0 | 2 | 2 | 1 | 5 | 23 | 4 | 0 | 432.921 | 303
|  |  | 0 | 0 | 0 | 0 | 0 | 0 | 0 | 0 | 0 | 0 | 0 | 0 | 0 | 0 | 0 | 0 | 0 | 0 | 0 | 0 | 1 | 2 | 3 | 5 | 2 | 2 | 2 | 1 | 3 | 2 | 1 | 1 | 1 | 5 | 24 | 4 | 1 | 414.394 | 304
|  |  | 0 | 0 | 0 | 0 | 0 | 0 | 0 | 0 | 0 | 0 | 0 | 0 | 0 | 0 | 0 | 0 | 0 | 0 | 0 | 0 | 1 | 2 | 2 | 2 | 1 | 1 | 3 | 0 | 6 | 1 | 2 | 0 | 1 | 5 | 15 | 3 | 0 | 399.071 | 305
|  |  | 0 | 0 | 0 | 0 | 0 | 0 | 0 | 0 | 0 | 0 | 0 | 0 | 0 | 0 | 0 | 0 | 0 | 0 | 0 | 0 | 1 | 0 | 1 | 3 | 2 | 3 | 4 | 0 | 1 | 4 | 4 | 0 | 1 | 3 | 12 | 3 | 4 | 417.039 | 306
|  |  | 0 | 0 | 0 | 0 | 0 | 0 | 0 | 0 | 0 | 0 | 0 | 0 | 0 | 0 | 0 | 0 | 0 | 0 | 0 | 0 | 0 | 3 | 1 | 4 | 0 | 5 | 4 | 1 | 2 | 3 | 0 | 2 | 3 | 5 | 10 | 7 | 5 | 384.89 | 307
|  |  | 0 | 0 | 0 | 0 | 0 | 0 | 0 | 0 | 0 | 0 | 0 | 0 | 0 | 0 | 0 | 0 | 0 | 0 | 0 | 0 | 1 | 0 | 3 | 3 | 1 | 5 | 5 | 1 | 3 | 5 | 0 | 2 | 0 | 6 | 3 | 8 | 1 | 400.718 | 308
|  |  | 0 | 0 | 0 | 0 | 0 | 0 | 0 | 0 | 0 | 0 | 0 | 0 | 0 | 0 | 0 | 0 | 0 | 0 | 0 | 0 | 3 | 1 | 0 | 3 | 0 | 2 | 0 | 1 | 1 | 2 | 2 | 1 | 2 | 7 | 5 | 12 | 5 | 379.551 | 309
|  |  | 0 | 0 | 0 | 0 | 0 | 0 | 0 | 0 | 0 | 0 | 0 | 0 | 0 | 0 | 0 | 0 | 0 | 0 | 0 | 0 | 4 | 3 | 4 | 1 | 0 | 1 | 0 | 1 | 6 | 2 | 2 | 1 | 0 | 3 | 4 | 12 | 3 | 400.206 | 310
|  |  | 0 | 0 | 0 | 0 | 0 | 0 | 0 | 0 | 0 | 0 | 0 | 0 | 0 | 0 | 0 | 0 | 0 | 0 | 0 | 0 | 3 | 2 | 0 | 2 | 0 | 4 | 3 | 2 | 4 | 3 | 2 | 0 | 4 | 2 | 3 | 5 | 9 | 343.221 | 311
|  |  | 0 | 0 | 0 | 0 | 0 | 0 | 0 | 0 | 0 | 0 | 0 | 0 | 0 | 0 | 0 | 0 | 0 | 0 | 0 | 0 | 1 | 0 | 4 | 1 | 1 | 0 | 2 | 1 | 2 | 2 | 4 | 0 | 5 | 3 | 0 | 9 | 10 | 360.991 | 312
|  |  | 0 | 0 | 0 | 0 | 0 | 0 | 0 | 0 | 0 | 0 | 0 | 0 | 0 | 0 | 0 | 0 | 0 | 0 | 0 | 0 | 0 | 2 | 3 | 2 | 1 | 3 | 3 | 3 | 2 | 1 | 1 | 0 | 4 | 1 | 0 | 14 | 8 | 297.372 | 313
|  |  | 0 | 0 | 0 | 0 | 0 | 0 | 0 | 0 | 0 | 0 | 0 | 0 | 0 | 0 | 0 | 0 | 0 | 0 | 0 | 0 | 4 | 4 | 0 | 0 | 1 | 2 | 2 | 4 | 2 | 1 | 3 | 0 | 2 | 2 |  | 16 | 10 | 351.899 | 314
|  |  | 0 | 0 | 0 | 0 | 0 | 0 | 0 | 0 | 0 | 0 | 0 | 0 | 0 | 0 | 0 | 0 | 0 | 0 | 0 | 0 | 3 | 0 | 2 | 2 | 1 | 1 | 4 | 0 | 2 | 1 | 1 | 1 | 3 | 4 |  | 18 | 11 | 373.425 | 315
|  |  | 0 | 0 | 0 | 0 | 0 | 0 | 0 | 0 | 0 | 0 | 0 | 0 | 0 | 0 | 0 | 0 | 0 | 0 | 0 | 0 | 2 | 1 | 6 | 4 | 0 | 3 | 5 | 2 | 3 | 3 | 0 | 1 | 1 |  |  | 15 | 8 | 311.411 | 316
|  |  | 0 | 0 | 0 | 0 | 0 | 0 | 0 | 0 | 0 | 0 | 0 | 0 | 0 | 0 | 0 | 0 | 0 | 0 | 0 | 0 | 1 | 0 | 2 | 2 | 1 | 0 | 2 | 2 | 1 | 3 | 0 | 2 | 2 |  |  | 4 | 11 | 440.426 | 317
|  |  | 0 | 0 | 0 | 0 | 0 | 0 | 0 | 0 | 0 | 0 | 0 | 0 | 0 | 0 | 0 | 0 | 0 | 0 | 0 | 0 | 3 | 0 | 1 | 2 | 0 | 1 | 1 | 3 | 1 | 1 | 0 | 0 | 1 |  |  | 6 | 8 | 325.265 | 318
|  |  | 0 | 0 | 0 | 0 | 0 | 0 | 0 | 0 | 0 | 0 | 0 | 0 | 0 | 0 | 0 | 0 | 0 | 0 | 0 | 0 | 0 | 1 | 2 | 1 | 1 | 4 | 1 | 1 | 3 | 2 | 1 | 2 | 3 |  |  | 0 | 7 | 349.93 | 319
|  |  | 0 | 0 | 0 | 0 | 0 | 0 | 0 | 0 | 0 | 0 | 0 | 0 | 0 | 0 | 0 | 0 | 0 | 0 | 0 | 0 | 1 | 0 | 2 | 2 | 1 | 3 | 5 | 1 | 1 | 2 | 1 | 1 | 1 |  |  | 1 | 7 | 327.932 | 320
|  |  | 0 | 0 | 0 | 0 | 0 | 0 | 0 | 0 | 0 | 0 | 0 | 0 | 0 | 0 | 0 | 0 | 0 | 0 | 0 | 0 | 3 | 2 | 0 | 1 | 1 | 2 | 0 | 2 | 1 | 2 | 0 | 0 | 2 |  |  | 0 | 2 | 294.779 | 321
|  |  | 0 | 0 | 0 | 0 | 0 | 0 | 0 | 0 | 0 | 0 | 0 | 0 | 0 | 0 | 0 | 0 | 0 | 0 | 0 | 0 | 1 | 3 | 2 | 1 | 1 | 2 | 2 | 0 | 3 | 2 | 0 | 0 | 3 |  |  |  | 2 | 301.493 | 322
|  |  | 0 | 0 | 0 | 0 | 0 | 0 | 0 | 0 | 0 | 0 | 0 | 0 | 0 | 0 | 0 | 0 | 0 | 0 | 0 | 0 | 4 | 0 | 2 | 1 | 0 | 1 | 1 | 2 | 3 | 2 | 3 | 1 | 0 |  |  |  | 9 | 269.373 | 323
|  |  | 0 | 0 | 0 | 0 | 0 | 0 | 0 | 0 | 0 | 0 | 0 | 0 | 0 | 0 | 0 | 0 | 0 | 0 | 0 | 0 | 3 | 1 | 2 | 5 | 3 | 4 | 1 | 2 | 2 | 2 | 1 | 1 | 1 |  |  |  | 3 | 306.127 | 324
|  |  | 0 | 0 | 0 | 0 | 0 | 0 | 0 | 0 | 0 | 0 | 0 | 0 | 0 | 0 | 0 | 0 | 0 | 0 | 0 | 0 | 3 | 0 | 0 | 5 | 1 | 1 | 3 | 0 | 1 | 1 | 0 | 0 | 5 |  |  |  | 2 | 307.625 | 325
|  |  | 0 | 0 | 0 | 0 | 0 | 0 | 0 | 0 | 0 | 0 | 0 | 0 | 0 | 0 | 0 | 0 | 0 | 0 | 0 | 0 | 3 | 0 | 1 | 3 | 2 | 4 | 3 | 1 | 1 | 1 | 4 | 0 | 1 |  |  |  |  | 229.082 | 326
|  |  | 0 | 0 | 0 | 0 | 0 | 0 | 0 | 0 | 0 | 0 | 0 | 0 | 0 | 0 | 0 | 0 | 0 | 0 | 0 | 0 | 1 | 0 | 5 | 0 | 0 | 1 | 2 | 2 | 1 | 1 | 5 | 2 | 2 |  |  |  |  | 252.156 | 327
|  |  | 0 | 0 | 0 | 0 | 0 | 0 | 0 | 0 | 0 | 0 | 0 | 0 | 0 | 0 | 0 | 0 | 0 | 0 | 0 | 0 | 1 | 2 | 1 | 1 | 0 | 1 | 1 | 1 | 2 | 1 | 0 | 0 | 2 |  |  |  |  | 260.153 | 328
|  |  | 0 | 0 | 0 | 0 | 0 | 0 | 0 | 0 | 0 | 0 | 0 | 0 | 0 | 0 | 0 | 0 | 0 | 0 | 0 | 0 | 1 | 0 | 1 | 3 | 0 | 0 | 2 | 2 | 2 | 1 | 1 | 2 | 1 |  |  |  |  | 201.273 | 329
|  |  | 0 | 0 | 0 | 0 | 0 | 0 | 0 | 0 | 0 | 0 | 0 | 0 | 0 | 0 | 0 | 0 | 0 | 0 | 0 | 0 | 3 | 1 | 2 | 1 | 1 | 1 | 3 | 1 | 3 | 2 | 1 | 1 | 1 |  |  |  |  | 261.644 | 330
|  |  | 0 | 0 | 0 | 0 | 0 | 0 | 0 | 0 | 0 | 0 | 0 | 0 | 0 | 0 | 0 | 0 | 0 | 0 | 0 | 0 | 4 | 0 | 0 | 1 | 0 | 2 | 2 | 0 | 0 | 1 | 0 | 1 | 3 |  |  |  |  | 226.025 | 331
|  |  | 0 | 0 | 0 | 0 | 0 | 0 | 0 | 0 | 0 | 0 | 0 | 0 | 0 | 0 | 0 | 0 | 0 | 0 | 0 | 0 | 0 | 1 | 4 | 1 | 1 | 3 | 3 | 1 | 1 | 1 | 2 | 0 | 1 |  |  |  |  | 240.408 | 332
|  |  | 0 | 0 | 0 | 0 | 0 | 0 | 0 | 0 | 0 | 0 | 0 | 0 | 0 | 0 | 0 | 0 | 0 | 0 | 0 | 0 | 2 | 2 | 2 | 2 | 0 | 3 | 3 | 1 | 2 | 0 | 1 | 1 | 0 |  |  |  |  | 269.079 | 333
|  |  | 0 | 0 | 0 | 0 | 0 | 0 | 0 | 0 | 0 | 0 | 0 | 0 | 0 | 0 | 0 | 0 | 0 | 0 | 0 | 0 | 1 | 2 | 2 | 4 | 0 | 0 | 1 | 3 | 3 | 2 | 1 | 1 | 2 |  |  |  |  | 236.467 | 334
|  |  | 0 | 0 | 0 | 0 | 0 | 0 | 0 | 0 | 0 | 0 | 0 | 0 | 0 | 0 | 0 | 0 | 0 | 0 | 0 | 0 | 4 | 1 | 2 | 3 | 2 | 5 | 0 | 0 | 2 | 1 | 1 | 0 | 1 |  |  |  |  | 267.418 | 335
|  |  | 0 | 0 | 0 | 0 | 0 | 0 | 0 | 0 | 0 | 0 | 0 | 0 | 0 | 0 | 0 | 0 | 0 | 0 | 0 | 0 | 3 | 0 | 0 | 3 | 1 | 1 | 0 | 3 | 1 | 3 | 2 | 0 | 1 |  |  |  |  | 231.121 | 336
|  |  | 0 | 0 | 0 | 0 | 0 | 0 | 0 | 0 | 0 | 0 | 0 | 0 | 0 | 0 | 0 | 0 | 0 | 0 | 0 | 0 | 2 | 2 | 1 | 3 | 0 | 3 | 1 | 0 | 2 | 1 | 1 | 2 | 2 |  |  |  |  | 273.162 | 337
|  |  | 0 | 0 | 0 | 0 | 0 | 0 | 0 | 0 | 0 | 0 | 0 | 0 | 0 | 0 | 0 | 0 | 0 | 0 | 0 | 0 | 7 | 2 | 0 | 6 | 1 | 3 | 1 | 0 | 3 | 2 | 2 | 1 | 2 |  |  |  |  | 228.836 | 338
|  |  | 0 | 0 | 0 | 0 | 0 | 0 | 0 | 0 | 0 | 0 | 0 | 0 | 0 | 0 | 0 | 0 | 0 | 0 | 0 | 0 | 4 | 0 | 2 | 3 | 0 | 3 | 3 | 2 | 1 | 0 | 2 | 0 | 1 |  |  |  |  | 267.128 | 339
|  |  | 0 | 0 | 0 | 0 | 0 | 0 | 0 | 0 | 0 | 0 | 0 | 0 | 0 | 0 | 0 | 0 | 0 | 0 | 0 | 0 | 5 | 0 | 0 | 4 | 0 | 2 | 0 | 1 | 3 | 2 | 2 | 1 | 0 |  |  |  |  | 267.546 | 340
|  |  | 0 | 0 | 0 | 0 | 0 | 0 | 0 | 0 | 0 | 0 | 0 | 0 | 0 | 0 | 0 | 0 | 0 | 0 | 0 | 0 | 3 | 0 | 1 | 2 | 0 | 0 | 3 | 0 | 3 | 3 | 3 | 0 | 0 |  |  |  |  | 219.257 | 341
|  |  | 0 | 0 | 0 | 0 | 0 | 0 | 0 | 0 | 0 | 0 | 0 | 0 | 0 | 0 | 0 | 0 | 0 | 0 | 0 | 0 | 4 | 2 | 1 | 2 | 0 | 0 | 1 | 0 | 1 | 3 | 1 | 0 | 4 |  |  |  |  | 218.197 | 342
|  |  | 0 | 0 | 0 | 0 | 0 | 0 | 0 | 0 | 0 | 0 | 0 | 0 | 0 | 0 | 0 | 0 | 0 | 0 | 0 | 0 | 2 | 1 | 0 | 2 | 0 | 0 | 0 | 0 | 2 | 1 | 2 | 1 | 1 |  |  |  |  | 215.149 | 343
|  |  | 0 | 0 | 0 | 0 | 0 | 0 | 0 | 0 | 0 | 0 | 0 | 0 | 0 | 0 | 0 | 0 | 0 | 0 | 0 | 0 | 1 | 2 | 1 | 1 | 1 | 0 | 3 | 1 | 1 | 1 | 0 | 0 | 3 |  |  |  |  | 240.588 | 344
|  |  | 0 | 0 | 0 | 0 | 0 | 0 | 0 | 0 | 0 | 0 | 0 | 0 | 0 | 0 | 0 | 0 | 0 | 0 | 0 | 0 | 5 | 1 | 1 | 1 | 0 | 2 | 1 | 0 | 2 | 2 | 4 | 0 | 3 |  |  |  |  | 261.192 | 345
|  |  | 0 | 0 | 0 | 0 | 0 | 0 | 0 | 0 | 0 | 0 | 0 | 0 | 0 | 0 | 0 | 0 | 0 | 0 | 0 | 0 | 3 | 2 | 1 | 1 | 0 | 0 | 3 | 0 | 1 | 4 | 3 | 1 | 0 |  |  |  |  | 214.501 | 346
|  |  | 0 | 0 | 0 | 0 | 0 | 0 | 0 | 0 | 0 | 0 | 0 | 0 | 0 | 0 | 0 | 0 | 0 | 0 | 0 | 0 | 6 | 2 | 1 | 2 | 0 | 0 | 1 | 1 | 0 | 0 | 1 | 2 | 0 |  |  |  |  | 225.629 | 347
|  |  | 0 | 0 | 0 | 0 | 0 | 0 | 0 | 0 | 0 | 0 | 0 | 0 | 0 | 0 | 0 | 0 | 0 | 0 | 0 | 0 | 2 | 1 | 1 | 2 | 0 | 2 | 0 | 1 | 2 | 1 | 0 | 2 | 2 |  |  |  |  | 197.243 | 348
|  |  | 0 | 0 | 0 | 0 | 0 | 0 | 0 | 0 | 0 | 0 | 0 | 0 | 0 | 0 | 0 | 0 | 0 | 0 | 0 | 0 | 5 | 1 | 1 | 1 | 2 | 0 | 1 | 0 | 1 | 1 | 1 | 0 | 1 |  |  |  |  | 207.458 | 349
|  |  | 0 | 0 | 0 | 0 | 0 | 0 | 0 | 0 | 0 | 0 | 0 | 0 | 0 | 0 | 0 | 0 | 0 | 0 | 0 | 0 | 4 | 2 | 0 | 4 | 2 | 3 | 1 | 1 | 2 | 3 | 3 | 1 | 1 |  |  |  |  | 182.332 | 350
|  |  | 0 | 0 | 0 | 0 | 0 | 0 | 0 | 0 | 0 | 0 | 0 | 0 | 0 | 0 | 0 | 0 | 0 | 0 | 0 | 0 | 5 | 1 | 1 | 1 | 0 | 2 | 2 | 0 | 3 | 0 | 1 | 0 | 0 |  |  |  |  | 174.914 | 351
|  |  | 0 | 0 | 0 | 0 | 0 | 0 | 0 | 0 | 0 | 0 | 0 | 0 | 0 | 0 | 0 | 0 | 0 | 0 | 0 | 0 | 5 | 1 | 1 | 2 | 1 | 2 | 0 | 2 | 0 | 3 | 3 | 1 | 1 |  |  |  |  | 185.568 | 352
|  |  | 0 | 0 | 0 | 0 | 0 | 0 | 0 | 0 | 0 | 0 | 0 | 0 | 0 | 0 | 0 | 0 | 0 | 0 | 0 | 0 | 4 | 1 | 1 | 1 | 0 | 1 | 0 | 2 | 0 | 1 | 0 | 1 | 2 |  |  |  |  | 198.221 | 353
|  |  | 0 | 0 | 0 | 0 | 0 | 0 | 0 | 0 | 0 | 0 | 0 | 0 | 0 | 0 | 0 | 0 | 0 | 0 | 0 | 0 | 3 | 1 | 2 | 4 | 1 | 0 | 2 | 2 | 0 | 0 | 3 | 0 | 0 |  |  |  |  | 234.699 | 354
|  |  | 0 | 0 | 0 | 0 | 0 | 0 | 0 | 0 | 0 | 0 | 0 | 0 | 0 | 0 | 0 | 0 | 0 | 0 | 0 | 0 | 3 | 2 | 1 | 5 | 1 | 2 | 1 | 1 | 2 | 0 | 0 | 1 | 1 |  |  |  |  | 208.335 | 355
|  |  | 0 | 0 | 0 | 0 | 0 | 0 | 0 | 0 | 0 | 0 | 0 | 0 | 0 | 0 | 0 | 0 | 0 | 0 | 0 | 0 | 4 | 0 | 1 | 1 | 0 | 4 | 1 | 0 | 1 | 2 | 1 | 2 | 1 |  |  |  |  | 210.57 | 356
|  |  | 0 | 0 | 0 | 0 | 0 | 0 | 0 | 0 | 0 | 0 | 0 | 0 | 0 | 0 | 0 | 0 | 0 | 0 | 0 | 0 | 3 | 3 | 2 | 1 | 0 | 1 | 2 | 1 | 1 | 1 | 2 | 0 | 1 |  |  |  |  | 198.743 | 357
|  |  | 0 | 0 | 0 | 0 | 0 | 0 | 0 | 0 | 0 | 0 | 0 | 0 | 0 | 0 | 0 | 0 | 0 | 0 | 0 | 0 | 6 | 1 | 1 | 4 | 0 | 0 | 0 | 3 | 2 | 2 | 0 | 0 | 1 |  |  |  |  | 194.381 | 358
|  |  | 0 | 0 | 0 | 0 | 0 | 0 | 0 | 0 | 0 | 0 | 0 | 0 | 0 | 0 | 0 | 0 | 0 | 0 | 0 | 0 | 3 | 1 | 0 | 2 | 0 | 3 | 3 | 1 | 0 | 1 | 0 | 0 | 2 |  |  |  |  | 230.782 | 359
|  |  | 0 | 0 | 0 | 0 | 0 | 0 | 0 | 0 | 0 | 0 | 0 | 0 | 0 | 0 | 0 | 0 | 0 | 0 | 0 | 0 | 4 | 0 | 2 | 1 | 1 | 2 | 2 | 0 | 1 | 5 | 0 | 0 | 4 |  |  |  |  | 166.065 | 360
|  |  | 0 | 0 | 0 | 0 | 0 | 0 | 0 | 0 | 0 | 0 | 0 | 0 | 0 | 0 | 0 | 0 | 0 | 0 | 0 | 0 | 12 | 1 | 1 | 1 | 0 | 3 | 1 | 1 | 1 | 1 | 0 | 1 | 0 |  |  |  |  | 238.685 | 361
|  |  | 0 | 0 | 0 | 0 | 0 | 0 | 0 | 0 | 0 | 0 | 0 | 0 | 0 | 0 | 0 | 0 | 0 | 0 | 0 | 0 | 7 | 6 | 1 | 2 | 1 | 2 | 0 | 1 | 1 | 0 | 1 | 0 | 2 |  |  |  |  | 193.023 | 362
|  |  | 0 | 0 | 0 | 0 | 0 | 0 | 0 | 0 | 0 | 0 | 0 | 0 | 0 | 0 | 0 | 0 | 0 | 0 | 0 | 0 | 6 | 2 | 1 | 3 | 0 | 1 | 1 | 1 | 2 | 0 | 0 | 0 | 1 |  |  |  |  | 203.756 | 363
|  |  | 0 | 0 | 0 | 0 | 0 | 0 | 0 | 0 | 0 | 0 | 0 | 0 | 0 | 0 | 0 | 0 | 0 | 0 | 0 | 0 | 3 | 4 | 2 | 2 | 0 | 0 | 0 | 0 | 1 | 0 | 1 | 1 | 1 |  |  |  |  | 222.02 | 364
|  |  | 0 | 0 | 0 | 0 | 0 | 0 | 0 | 0 | 0 | 0 | 0 | 0 | 0 | 0 | 0 | 0 | 0 | 0 | 0 | 0 | 4 | 7 | 1 | 3 | 0 | 1 | 0 | 1 | 1 | 1 | 3 | 0 | 1 |  |  |  |  | 174.889 | 365
|  |  | 0 | 0 | 0 | 0 | 0 | 0 | 0 | 0 | 0 | 0 | 0 | 0 | 0 | 0 | 0 | 0 | 0 | 0 | 0 | 0 | 11 | 4 | 3 | 3 | 0 | 1 | 0 | 0 | 1 | 1 | 1 | 0 | 2 |  |  |  |  | 242.663 | 366
|  |  | 0 | 0 | 0 | 0 | 0 | 0 | 0 | 0 | 0 | 0 | 0 | 0 | 0 | 0 | 0 | 0 | 0 | 0 | 0 | 0 | 8 | 9 | 8 | 12 | 0 | 1 | 1 | 0 | 1 | 2 | 0 | 2 | 2 |  |  |  |  | 211.695 | 367
|  |  | 0 | 0 | 0 | 0 | 0 | 0 | 0 | 0 | 0 | 0 | 0 | 0 | 0 | 0 | 0 | 0 | 0 | 0 | 0 | 0 | 6 | 8 | 10 | 16 | 0 | 3 | 0 | 1 | 2 | 1 | 1 | 1 | 0 |  |  |  |  | 198.084 | 368
|  |  | 0 | 0 | 0 | 0 | 0 | 0 | 0 | 0 | 0 | 0 | 0 | 0 | 0 | 0 | 0 | 0 | 0 | 0 | 0 | 0 | 6 | 4 | 14 | 15 | 2 | 7 | 2 | 0 | 1 | 1 | 0 | 0 | 2 |  |  |  |  | 193.3 | 369
|  |  | 0 | 0 | 0 | 0 | 0 | 0 | 0 | 0 | 0 | 0 | 0 | 0 | 0 | 0 | 0 | 0 | 0 | 0 | 0 | 0 | 5 | 3 | 10 | 15 | 2 | 13 | 3 | 0 | 1 | 1 | 0 | 1 | 4 |  |  |  |  | 184.549 | 370
|  |  | 0 | 0 | 0 | 0 | 0 | 0 | 0 | 0 | 0 | 0 | 0 | 0 | 0 | 0 | 0 | 0 | 0 | 0 | 0 | 0 |  | 5 | 14 | 20 | 4 | 17 | 9 | 0 | 1 | 0 | 1 | 1 | 0 |  |  |  |  | 207.062 | 371
|  |  | 0 | 0 | 0 | 0 | 0 | 0 | 0 | 0 | 0 | 0 | 0 | 0 | 0 | 0 | 0 | 0 | 0 | 0 | 0 | 0 |  | 4 | 8 | 11 | 3 | 14 | 12 | 2 | 1 | 2 | 0 | 0 | 0 |  |  |  |  | 213.374 | 372
|  |  | 0 | 0 | 0 | 0 | 0 | 0 | 0 | 0 | 0 | 0 | 0 | 0 | 0 | 0 | 0 | 0 | 0 | 0 | 0 | 0 |  | 6 | 10 | 7 | 2 | 16 | 10 | 1 | 1 | 1 | 2 | 0 | 1 |  |  |  |  | 203.798 | 373
|  |  | 0 | 0 | 0 | 0 | 0 | 0 | 0 | 0 | 0 | 0 | 0 | 0 | 0 | 0 | 0 | 0 | 0 | 0 | 0 | 0 |  |  | 9 | 14 | 5 | 16 | 10 | 2 | 1 | 1 | 3 | 1 | 0 |  |  |  |  | 195.848 | 374
|  |  | 0 | 0 | 0 | 0 | 0 | 0 | 0 | 0 | 0 | 0 | 0 | 0 | 0 | 0 | 0 | 0 | 0 | 0 | 0 | 0 |  |  | 5 | 7 | 1 | 13 | 12 | 3 | 2 | 4 | 5 | 1 | 2 |  |  |  |  | 146.931 | 375
|  |  | 0 | 0 | 0 | 0 | 0 | 0 | 0 | 0 | 0 | 0 | 0 | 0 | 0 | 0 | 0 | 0 | 0 | 0 | 0 | 0 |  |  |  | 11 | 0 | 13 | 10 | 4 | 11 | 7 | 5 | 0 | 2 |  |  |  |  | 184.801 | 376
|  |  | 0 | 0 | 0 | 0 | 0 | 0 | 0 | 0 | 0 | 0 | 0 | 0 | 0 | 0 | 0 | 0 | 0 | 0 | 0 | 0 |  |  |  |  | 2 | 17 | 9 | 8 | 11 | 12 | 8 | 0 | 1 |  |  |  |  | 151.182 | 377
|  |  | 0 | 0 | 0 | 0 | 0 | 0 | 0 | 0 | 0 | 0 | 0 | 0 | 0 | 0 | 0 | 0 | 0 | 0 | 0 | 0 |  |  |  |  | 1 | 9 | 9 | 4 | 9 | 13 | 6 | 0 | 1 |  |  |  |  | 169.184 | 378
|  |  | 0 | 0 | 0 | 0 | 0 | 0 | 0 | 0 | 0 | 0 | 0 | 0 | 0 | 0 | 0 | 0 | 0 | 0 | 0 | 0 |  |  |  |  | 2 | 11 | 8 | 3 | 11 | 12 | 5 | 0 | 4 |  |  |  |  | 195.622 | 379
|  |  | 0 | 0 | 0 | 0 | 0 | 0 | 0 | 0 | 0 | 0 | 0 | 0 | 0 | 0 | 0 | 0 | 0 | 0 | 0 | 0 |  |  |  |  | 5 |  | 6 | 10 | 13 | 17 | 4 | 2 | 2 |  |  |  |  | 200.359 | 380
|  |  | 0 | 0 | 0 | 0 | 0 | 0 | 0 | 0 | 0 | 0 | 0 | 0 | 0 | 0 | 0 | 0 | 0 | 0 | 0 | 0 | [7 empty] | 12 | 11 | 14 | 7 | 2 | 10 |  |  |  |  | 159.039 | 381
|  |  | 0 | 0 | 0 | 0 | 0 | 0 | 0 | 0 | 0 | 0 | 0 | 0 | 0 | 0 | 0 | 0 | 0 | 0 | 0 | 0 | [7 empty] | 6 | 8 | 11 | 5 | 5 | 16 |  |  |  |  | 160.522 | 382
|  |  | 0 | 0 | 0 | 0 | 0 | 0 | 0 | 0 | 0 | 0 | 0 | 0 | 0 | 0 | 0 | 0 | 0 | 0 | 0 | 0 | [7 empty] | 10 | 7 | 7 | 4 | 6 | 16 |  |  |  |  | 189.609 | 383
|  |  | 0 | 0 | 0 | 0 | 0 | 0 | 0 | 0 | 0 | 0 | 0 | 0 | 0 | 0 | 0 | 0 | 0 | 0 | 0 | 0 | [7 empty] | 1 | 9 | 8 | 2 | 3 | 10 |  |  |  |  | 173.571 | 384
|  |  | 0 | 0 | 0 | 0 | 0 | 0 | 0 | 0 | 0 | 0 | 0 | 0 | 0 | 0 | 0 | 0 | 0 | 0 | 0 | 0 | [7 empty] | 3 |  | 10 | 1 | 4 | 15 |  |  |  |  | 171.187 | 385
|  |  | 0 | 0 | 0 | 0 | 0 | 0 | 0 | 0 | 0 | 0 | 0 | 0 | 0 | 0 | 0 | 0 | 0 | 0 | 0 | 0 | [9 empty] | 9 |  | 7 | 9 |  |  |  |  | 158.298 | 386
|  |  | 0 | 0 | 0 | 0 | 0 | 0 | 0 | 0 | 0 | 0 | 0 | 0 | 0 | 0 | 0 | 0 | 0 | 0 | 0 | 0 | [11 empty] | 4 | 9 |  |  |  |  | 158.273 | 387
|  |  | 0 | 0 | 0 | 0 | 0 | 0 | 0 | 0 | 0 | 0 | 0 | 0 | 0 | 0 | 0 | 0 | 0 | 0 | 0 | 0 | [11 empty] | 3 | 8 |  |  |  |  | 209.512 | 388
|  |  | 0 | 0 | 0 | 0 | 0 | 0 | 0 | 0 | 0 | 0 | 0 | 0 | 0 | 0 | 0 | 0 | 0 | 0 | 0 | 0 | [11 empty] | 5 | 10 |  |  |  |  | 171.33 | 389
|  |  | 0 | 0 | 0 | 0 | 0 | 0 | 0 | 0 | 0 | 0 | 0 | 0 | 0 | 0 | 0 | 0 | 0 | 0 | 0 | 0 | [11 empty] | 0 | 12 |  |  |  |  | 180.107 | 390
|  |  | 0 | 0 | 0 | 0 | 0 | 0 | 0 | 0 | 0 | 0 | 0 | 0 | 0 | 0 | 0 | 0 | 0 | 0 | 0 | 0 | [11 empty] | 2 | [5 empty] | 157.582 | 391
|  |  | 0 | 0 | 0 | 0 | 0 | 0 | 0 | 0 | 0 | 0 | 0 | 0 | 0 | 0 | 0 | 0 | 0 | 0 | 0 | 0 | [17 empty] | 181.637 | 392
|  |  | 0 | 0 | 0 | 0 | 0 | 0 | 0 | 0 | 0 | 0 | 0 | 0 | 0 | 0 | 0 | 0 | 0 | 0 | 0 | 0 | [17 empty] | 189.283 | 393
|  |  | 0 | 0 | 0 | 0 | 0 | 0 | 0 | 0 | 0 | 0 | 0 | 0 | 0 | 0 | 0 | 0 | 0 | 0 | 0 | 0 | [17 empty] | 165.07 | 394
|  |  | 0 | 0 | 0 | 0 | 0 | 0 | 0 | 0 | 0 | 0 | 0 | 0 | 0 | 0 | 0 | 0 | 0 | 0 | 0 | 0 | [17 empty] | 189.16 | 395
|  |  | 0 | 0 | 0 | 0 | 0 | 0 | 0 | 0 | 0 | 0 | 0 | 0 | 0 | 0 | 0 | 0 | 0 | 0 | 0 | 0 | [17 empty] | 195.326 | 396
|  |  | 0 | 0 | 0 | 0 | 0 | 0 | 0 | 0 | 0 | 0 | 0 | 0 | 0 | 0 | 0 | 0 | 0 | 0 | 0 | 0 | [17 empty] | 160.322 | 397
|  |  | 0 | 0 | 0 | 0 | 0 | 0 | 0 | 0 | 0 | 0 | 0 | 0 | 0 | 0 | 0 | 0 | 0 | 0 | 0 | 0 | [17 empty] | 150.523 | 398
|  |  | 0 | 0 | 0 | 0 | 0 | 0 | 0 | 0 | 0 | 0 | 0 | 0 | 0 | 0 | 0 | 0 | 0 | 0 | 0 | 0 | [17 empty] | 173.118 | 399
|  |  | 0 | 0 | 0 | 0 | 0 | 0 | 0 | 0 | 0 | 0 | 0 | 0 | 0 | 0 | 0 | 0 | 0 | 0 | 0 | 0 | [17 empty] | 237.591 | 400
|  |  | 0 | 0 | 0 | 0 | 0 | 0 | 0 | 0 | 0 | 0 | 0 | 0 | 0 | 0 | 0 | 0 | 0 | 0 | 0 | 0 | [17 empty] | 170.798 | 401
|  |  | 0 | 0 | 0 | 0 | 0 | 0 | 0 | 0 | 0 | 0 | 0 | 0 | 0 | 0 | 0 | 0 | 0 | 0 | 0 | 0 | [17 empty] | 191.89 | 402
|  |  | 0 | 0 | 0 | 0 | 0 | 0 | 0 | 0 | 0 | 0 | 0 | 0 | 0 | 0 | 0 | 0 | 0 | 0 | 0 | 0 | [17 empty] | 131.079 | 403
|  |  | 0 | 0 | 0 | 0 | 0 | 0 | 0 | 0 | 0 | 0 | 0 | 0 | 0 | 0 | 0 | 0 | 0 | 0 | 0 | 0 | [17 empty] | 196.815 | 404
|  |  | 0 | 0 | 0 | 0 | 0 | 0 | 0 | 0 | 0 | 0 | 0 | 0 | 0 | 0 | 0 | 0 | 0 | 0 | 0 | 0 | [17 empty] | 161.942 | 405
|  |  | 0 | 0 | 0 | 0 | 0 | 0 | 0 | 0 | 0 | 0 | 0 | 0 | 0 | 0 | 0 | 0 | 0 | 0 | 0 | 0 | [17 empty] | 174.201 | 406
|  |  | 0 | 0 | 0 | 0 | 0 | 0 | 0 | 0 | 0 | 0 | 0 | 0 | 0 | 0 | 0 | 0 | 0 | 0 | 0 | 0 | [17 empty] | 186.129 | 407
|  |  | 0 | 0 | 0 | 0 | 0 | 0 | 0 | 0 | 0 | 0 | 0 | 0 | 0 | 0 | 0 | 0 | 0 | 0 | 0 | 0 | [17 empty] | 167.068 | 408
|  |  | 0 | 0 | 0 | 0 | 0 | 0 | 0 | 0 | 0 | 0 | 0 | 0 | 0 | 0 | 0 | 0 | 0 | 0 | 0 | 0 | [17 empty] | 147.389 | 409
|  |  | 0 | 0 | 0 | 0 | 0 | 0 | 0 | 0 | 0 | 0 | 0 | 0 | 0 | 0 | 0 | 0 | 0 | 0 | 0 | 0 | [17 empty] | 167.258 | 410
|  |  | 0 | 0 | 0 | 0 | 0 | 0 | 0 | 0 | 0 | 0 | 0 | 0 | 0 | 0 | 0 | 0 | 0 | 0 | 0 | 0 | [17 empty] | 184.016 | 411
|  |  | 0 | 0 | 0 | 0 | 1 | 1 | 0 | 2 | 0 | 3 | 1 | 0 | 2 | 0 | 4 | 1 | 1 | 3 | 1 | 2 | [17 empty] | 134.749 | 412
|  |  |  | 0 | 0 | 0 | 0 | 2 | 0 | 3 | 0 | 3 | 1 | 2 | 0 | 2 | 1 | 3 | 3 | 0 | 2 | 1 | [17 empty] | 168.005 | 413
|  |  |  | 0 | 0 | 0 | 0 | 2 | 3 | 1 | 5 | 2 | 0 | 0 | 2 | 0 | 0 | 3 | 5 | 4 | 1 | 1 | [17 empty] | 190.357 | 414
|  |  |  | 0 | 0 | 0 | 1 | 2 | 3 | 0 | 4 | 1 | 2 | 0 | 1 | 0 | 4 | 1 | 2 | 4 | 1 | 1 | [17 empty] | 172.663 | 415
|  |  |  | 0 | 0 | 0 | 0 | 1 | 4 | 1 | 4 | 0 | 2 | 0 | 2 | 2 | 1 | 0 | 3 | 2 | 0 | 4 | [17 empty] | 205.424 | 416
|  |  |  | 0 | 0 | 0 | 0 | 2 | 2 | 2 | 2 | 1 | 1 | 1 | 3 | 1 | 3 | 1 | 1 | 2 | 1 | 1 | [17 empty] | 188.429 | 417
|  |  |  | 0 | 0 | 0 | 0 | 0 | 5 | 2 | 4 | 4 | 2 | 1 | 0 | 1 | 2 | 1 | 1 | 4 | 0 | 4 | [17 empty] | 133.879 | 418
|  |  |  | 0 | 0 | 0 | 0 | 3 | 2 | 1 | 0 | 2 | 1 | 0 | 3 | 0 | 5 | 2 | 1 | 2 | 2 | 1 | [17 empty] | 165.215 | 419
|  |  |  | 0 | 0 | 0 | 0 | 2 | 1 | 1 | 1 | 3 | 2 | 1 | 3 | 0 | 3 | 1 | 1 | 3 | 0 | 4 | [17 empty] | 186.782 | 420
|  |  |  | 0 | 0 | 1 | 0 | 3 | 4 | 1 | 2 | 0 | 1 | 0 | 2 | 1 | 0 | 0 | 2 | 5 | 2 | 6 | [17 empty] | 153.703 | 421
|  |  |  | 0 | 0 | 0 | 0 | 1 | 1 | 1 | 4 | 3 | 2 | 1 | 1 | 0 | 1 | 2 | 3 | 5 | 2 | 1 | [17 empty] | 182.399 | 422
|  |  |  | 0 | 0 | 0 | 0 | 4 | 1 | 3 | 1 | 1 | 0 | 1 | 1 | 1 | 1 | 2 | 1 | 0 | 1 | 2 | [17 empty] | 176.157 | 423
|  |  |  | 0 | 0 | 0 | 0 | 1 | 2 | 1 | 1 | 2 | 1 | 0 | 1 | 2 | 3 | 1 | 1 | 5 | 0 | 0 | [17 empty] | 161.014 | 424
|  |  |  | 0 | 0 | 0 | 0 | 3 | 2 | 2 | 1 | 0 | 1 | 0 | 1 | 1 | 3 | 2 | 1 | 2 | 1 | 1 | [17 empty] | 199.229 | 425
|  |  |  | 0 | 0 | 0 | 0 | 1 | 3 | 4 | 5 | 3 | 1 | 0 | 4 | 1 | 1 | 0 | 3 | 6 | 0 | 2 | [17 empty] | 161.775 | 426
|  |  |  | 0 | 0 | 0 | 1 | 2 | 1 | 1 | 0 | 2 | 0 | 0 | 5 | 0 | 3 | 3 | 1 | 2 | 1 | 2 | [17 empty] | 183.471 | 427
|  |  |  | 1 | 0 | 0 | 0 | 2 | 3 | 4 | 1 | 1 | 0 | 0 | 3 | 0 | 1 | 1 | 1 | 5 | 2 | 0 | [17 empty] | 170.109 | 428
|  |  |  | 0 | 0 | 0 | 0 | 5 | 4 | 1 | 1 | 0 | 0 | 1 | 1 | 0 | 4 | 3 | 2 | 3 | 3 | 1 | [17 empty] | 175.875 | 429
|  |  |  | 0 | 0 | 0 | 0 | 4 | 0 | 1 | 1 | 4 | 2 | 0 | 1 | 2 | 0 | 5 | 3 | 3 | 1 | 3 | [17 empty] | 173.851 | 430
|  |  |  | 0 | 0 | 0 | 0 | 4 | 0 | 1 | 0 | 4 | 1 | 1 | 2 | 1 | 0 | 1 | 3 | 2 | 0 | 0 | [17 empty] | 154.135 | 431
|  |  |  | 0 | 0 | 0 | 0 | 0 | 3 | 0 | 2 | 1 | 3 | 0 | 4 | 1 | 3 | 1 | 2 | 3 | 1 | 2 | [17 empty] | 191.967 | 432
|  |  |  | 0 | 0 | 0 | 1 | 3 | 3 | 3 | 1 | 0 | 0 | 0 | 2 | 1 | 1 | 0 | 1 | 0 | 2 | 3 | [17 empty] | 166.507 | 433
|  |  |  | 0 | 0 | 0 | 0 | 5 | 2 | 2 | 3 | 3 | 1 | 0 | 1 | 0 | 0 | 0 | 1 | 3 | 0 | 2 | [17 empty] | 151.683 | 434
|  |  |  | 0 | 0 | 0 | 0 | 2 | 1 | 0 | 3 | 1 | 1 | 1 | 0 | 0 | 6 | 0 | 1 | 2 | 1 | 0 | [17 empty] | 192.7 | 435
|  |  |  | 0 | 1 | 0 | 0 | 2 | 1 | 1 | 0 | 1 | 1 | 1 | 2 | 0 | 2 | 0 | 1 | 4 | 4 | 5 | [17 empty] | 155.719 | 436
|  |  |  | 0 | 0 | 0 | 0 | 1 | 1 | 1 | 0 | 0 | 1 | 0 | 2 | 0 | 0 | 2 | 0 | 2 | 2 | 5 | [17 empty] | 152.21 | 437
|  |  |  | 0 | 0 | 0 | 0 | 1 | 4 | 2 | 0 | 2 | 3 | 0 | 0 | 1 | 6 | 2 | 2 | 3 | 2 | 4 | [17 empty] | 146.55 | 438
|  |  |  | 0 | 0 | 0 | 0 | 4 | 3 | 1 | 1 | 1 | 1 | 0 | 1 | 0 | 3 | 2 | 1 | 3 | 0 | 3 | [17 empty] | 150.069 | 439
|  |  |  | 0 | 0 | 0 | 0 | 4 | 1 | 3 | 2 | 2 | 0 | 0 | 6 | 1 | 4 | 1 | 3 | 3 | 0 | 1 | [17 empty] | 154.775 | 440
|  |  |  | 0 | 0 | 0 | 0 | 2 | 3 | 1 | 2 | 0 | 1 | 2 | 2 | 0 | 1 | 0 | 0 | 3 | 1 | 1 | [17 empty] | 187.252 | 441
|  |  |  | 0 | 0 | 0 | 0 | 1 | 2 | 2 | 2 | 4 | 1 | 1 | 2 | 1 | 2 | 1 | 1 | 2 | 2 | 3 | [17 empty] | 143.167 | 442
|  |  |  | 0 | 0 | 0 | 0 | 2 | 1 | 3 | 1 | 1 | 1 | 0 | 0 | 0 | 0 | 2 | 1 | 3 | 0 | 1 | [17 empty] | 172.099 | 443
|  |  |  | 0 | 0 | 0 | 0 | 4 | 2 | 1 | 3 | 1 | 1 | 0 | 3 | 1 | 1 | 2 | 1 | 1 | 1 | 0 | [17 empty] | 135.514 | 444
|  |  |  | 1 | 0 | 0 | 0 | 1 | 2 | 0 | 3 | 0 | 1 | 0 | 0 | 2 | 3 | 0 | 3 | 4 | 1 | 0 | [17 empty] | 167.824 | 445
|  |  |  | 0 | 0 | 0 | 0 | 3 | 0 | 3 | 1 | 1 | 0 | 0 | 2 | 1 | 1 | 0 | 2 | 3 | 1 | 4 | [17 empty] | 175.148 | 446
|  |  |  | 0 | 0 | 0 | 0 | 1 | 2 | 1 | 1 | 0 | 0 | 0 | 0 | 1 | 0 | 1 | 3 | 6 | 2 | 2 | [17 empty] | 120.34 | 447
|  |  |  | 0 | 0 | 0 | 0 | 2 | 1 | 1 | 1 | 4 | 1 | 1 | 0 | 1 | 0 | 2 | 0 | 5 | 2 | 3 | [17 empty] | 144.269 | 448
|  |  |  | 1 | 0 | 0 | 0 | 2 | 3 | 3 | 0 | 0 | 0 | 0 | 2 | 1 | 1 | 0 | 1 | 0 | 0 | 3 | [17 empty] | 142.169 | 449
|  |  |  | 0 | 0 | 0 | 0 | 1 | 1 | 1 | 2 | 1 | 1 | 0 | 1 | 2 | 6 | 1 | 0 | 2 | 2 | 3 | [17 empty] | 161.984 | 450
|  |  |  | 0 | 0 | 0 | 0 | 3 | 1 | 1 | 2 | 5 | 2 | 0 | 1 | 0 | 2 | 2 | 1 | 3 | 0 | 3 | [17 empty] | 172.217 | 451
|  |  |  | 0 | 0 | 0 | 0 | 4 | 0 | 0 | 1 | 2 | 0 | 0 | 2 | 1 | 4 | 0 | 2 | 2 | 1 | 4 | [17 empty] | 155.296 | 452
|  |  |  | 0 | 0 | 0 | 0 | 1 | 2 | 1 | 0 | 0 | 1 | 0 | 4 | 0 | 4 | 0 | 0 | 1 | 3 | 2 | [17 empty] | 134.502 | 453
|  |  |  | 0 | 0 | 0 | 0 | 1 | 3 | 4 | 0 | 1 | 0 | 0 | 2 | 2 | 3 | 2 | 0 | 5 | 1 | 2 | [17 empty] | 188.161 | 454
|  |  |  | 0 | 0 | 0 | 0 | 2 | 3 | 0 | 2 | 1 | 2 | 0 | 0 | 0 | 1 | 3 | 0 | 2 | 0 | 3 | [17 empty] | 164.101 | 455
|  |  |  | 0 | 0 | 0 | 0 | 0 | 1 | 5 | 0 | 0 | 0 | 0 | 2 | 1 | 5 | 2 | 2 | 1 | 3 | 0 | [17 empty] | 160.421 | 456
|  |  |  | 0 | 0 | 0 | 0 | 1 | 3 | 3 | 0 | 3 | 1 | 0 | 1 | 1 | 2 | 1 | 1 | 4 | 3 | 2 | [17 empty] | 157.452 | 457
|  |  |  | 0 | 0 | 0 | 0 | 1 | 2 | 1 | 2 | 2 | 0 | 1 | 1 | 2 | 3 | 2 | 1 | 4 | 1 | 2 | [17 empty] | 141.421 | 458
|  |  |  | 0 | 0 | 0 | 0 | 5 | 0 | 2 | 4 | 0 | 1 | 0 | 1 | 0 | 4 | 2 | 2 | 4 | 2 | 1 | [17 empty] | 182.652 | 459
|  |  |  | 0 | 0 | 0 | 0 | 2 | 4 | 2 | 3 | 2 | 2 | 0 | 3 | 0 | 2 | 3 | 1 | 1 | 1 | 0 | [17 empty] | 129.567 | 460
|  |  |  | 0 | 0 | 0 | 0 | 0 | 2 | 0 | 2 | 4 | 0 | 0 | 0 | 1 | 2 | 3 | 0 | 2 | 5 | 3 | [17 empty] | 180.387 | 461
|  |  |  | 0 | 0 | 0 | 0 | 4 | 1 | 4 | 1 | 1 | 0 | 0 | 0 | 1 | 3 | 1 | 1 | 1 | 2 | 1 | [17 empty] | 140.021 | 462
|  |  |  | 0 | 0 | 2 | 0 | 1 | 0 | 1 | 2 | 2 | 0 | 0 | 0 | 0 | 3 | 0 | 2 | 4 | 2 | 4 | [17 empty] | 157.134 | 463
|  |  |  | 0 | 0 | 0 | 0 | 2 | 3 | 1 | 3 | 2 | 1 | 0 | 4 | 0 | 2 | 1 | 3 | 0 | 2 | 1 | [17 empty] | 156.199 | 464
|  |  |  | 0 | 0 | 0 | 0 | 1 | 1 | 2 | 1 | 3 | 0 | 0 | 0 | 1 | 1 | 1 | 0 | 4 | 1 | 2 | [17 empty] | 160.875 | 465
|  |  |  | 0 | 0 | 0 | 0 | 0 | 3 | 0 | 2 | 1 | 1 | 0 | 1 | 0 | 1 | 1 | 1 | 4 | 2 | 0 | [17 empty] | 151.262 | 466
|  |  |  | 0 | 0 | 0 | 0 | 2 | 0 | 1 | 1 | 1 | 0 | 1 | 1 | 3 | 3 | 1 | 1 | 1 | 1 | 0 | [17 empty] | 186.656 | 467
|  |  |  | 0 | 0 | 1 | 0 | 1 | 1 | 1 | 1 | 2 | 0 | 1 | 1 | 0 | 0 | 1 | 2 | 4 | 1 | 1 | [17 empty] | 161.896 | 468
|  |  |  | 0 | 0 | 0 | 1 | 3 | 6 | 3 | 0 | 0 | 0 | 1 | 1 | 1 | 0 | 2 | 2 | 3 | 3 | 0 | [17 empty] | 162.68 | 469
|  |  |  | 1 | 0 | 0 | 0 | 2 | 0 | 3 | 0 | 2 | 0 | 1 | 2 | 0 | 0 | 0 | 0 | 4 | 2 | 3 | [17 empty] | 164.882 | 470
|  |  |  | 0 | 0 | 0 | 0 | 1 | 1 | 0 | 0 | 1 | 2 | 1 | 3 | 0 | 2 | 1 | 3 | 1 | 1 | 3 | [17 empty] | 132.751 | 471
|  |  |  | 0 | 0 | 0 | 0 | 2 | 0 | 1 | 2 | 1 | 2 | 1 | 2 | 0 | 4 | 0 | 2 | 1 | 0 | 2 | [17 empty] | 147.781 | 472
|  |  |  | 0 | 0 | 0 | 0 | 3 | 2 | 0 | 2 | 1 | 3 | 0 | 1 | 0 | 6 | 1 | 1 | 2 | 0 | 2 | [17 empty] | 104.26 | 473
|  |  |  | 0 | 0 | 0 | 0 | 1 | 4 | 1 | 2 | 0 | 2 | 0 | 0 | 1 | 0 | 1 | 1 | 1 | 1 | 1 | [17 empty] | 152.887 | 474
|  |  |  | 0 | 0 | 0 | 0 | 4 | 3 | 1 | 2 | 1 | 0 | 0 | 1 | 0 | 1 | 1 | 0 | 3 | 1 | 1 | [17 empty] | 141.1 | 475
|  |  |  | 0 | 0 | 0 | 0 | 1 | 1 | 2 | 1 | 2 | 0 | 0 | 2 | 0 | 3 | 1 | 1 | 2 | 1 | 0 | [17 empty] | 154.025 | 476
|  |  |  | 0 | 0 | 0 | 0 | 2 | 2 | 2 | 1 | 1 | 0 | 0 | 1 | 2 | 1 | 2 | 1 | 0 | 0 | 2 | [17 empty] | 148.887 | 477
|  |  |  | 0 | 0 | 0 | 0 | 1 | 0 | 2 | 0 | 0 | 0 | 1 | 2 | 2 | 3 | 1 | 1 | 2 | 1 | 3 | [17 empty] | 144.775 | 478
|  |  |  | 0 |  | 0 | 0 | 0 | 1 | 2 | 0 | 2 | 0 | 0 | 1 | 1 | 0 | 1 | 2 | 6 | 0 | 0 | [17 empty] | 154.573 | 479
|  |  |  | 0 |  | 0 | 1 | 1 | 1 | 1 | 2 | 2 | 2 | 2 | 1 | 1 | 4 | 0 | 1 | 0 | 2 | 3 | [17 empty] | 140.57 | 480
|  |  |  | 0 |  | 0 | 0 | 3 | 0 | 1 | 1 | 2 | 1 | 1 | 1 | 1 | 0 | 1 | 0 | 3 | 1 | 0 | [17 empty] | 125.495 | 481
|  |  |  | 0 |  | 0 | 0 | 0 | 1 | 1 | 2 | 0 | 0 | 0 | 1 | 0 | 1 | 0 | 2 | 1 | 1 | 0 | [17 empty] | 142.199 | 482
|  |  |  | 0 |  | 0 | 0 | 1 | 3 | 2 | 4 | 2 | 0 | 2 | 2 | 1 | 0 | 0 | 2 | 0 | 0 | 0 | [17 empty] | 169.909 | 483
|  |  |  | 0 |  | 0 | 0 | 0 | 1 | 4 | 0 | 1 | 1 | 0 | 1 | 0 | 1 | 0 | 1 | 1 | 1 | 3 | [17 empty] | 165.156 | 484
|  |  |  | 0 |  | 0 | 0 | 0 | 3 | 2 | 1 | 0 | 1 | 0 | 2 | 1 | 0 | 1 | 2 | 2 | 0 | 0 | [17 empty] | 137.056 | 485
|  |  |  | 0 |  | 0 | 0 | 1 | 2 | 2 | 0 | 1 | 0 | 0 | 1 | 2 | 2 | 0 | 0 | 5 | 1 | 1 | [17 empty] | 138.916 | 486
|  |  |  | 0 |  | 0 | 0 | 0 | 1 | 2 | 1 | 2 | 0 | 1 | 1 | 0 | 2 | 1 | 1 | 2 | 1 | 1 | [17 empty] | 160.561 | 487
|  |  |  | 0 |  | 0 | 0 | 0 | 1 | 2 | 0 | 5 | 0 | 1 | 0 | 2 | 1 | 0 | 2 | 2 | 5 | 2 | [17 empty] | 134.686 | 488
|  |  |  | 0 |  | 0 | 0 | 0 | 3 | 2 | 1 | 0 | 0 | 1 | 1 | 0 | 3 | 0 | 1 | 4 | 1 | 1 | [17 empty] | 177.688 | 489
|  |  |  | 0 |  | 0 | 0 | 0 | 4 | 0 | 0 | 0 | 1 | 0 | 0 | 0 | 3 | 1 | 1 | 2 | 5 | 1 | [17 empty] | 160.437 | 490
|  |  |  | 0 |  | 0 | 0 | 1 | 2 | 0 | 0 | 1 | 0 | 1 | 1 | 2 | 1 | 0 | 3 | 2 | 0 | 2 | [17 empty] | 146.326 | 491
|  |  |  | 0 |  | 0 | 0 | 2 | 1 | 0 | 1 | 2 | 1 | 0 | 2 | 0 | 2 | 1 | 1 | 2 | 1 | 2 | [17 empty] | 149.652 | 492
|  |  |  | 0 |  | 0 | 0 | 2 | 1 | 2 | 0 | 1 | 0 | 1 | 2 | 1 | 2 | 1 | 2 | 1 | 0 | 0 | [17 empty] | 165.096 | 493
|  |  |  | 0 |  | 0 | 0 | 3 | 2 | 0 | 2 | 3 | 2 | 1 | 2 | 0 | 3 | 0 | 1 | 3 | 2 | 2 | [17 empty] | 148.219 | 494
|  |  |  | 0 |  | 0 | 0 | 1 | 2 | 0 | 0 | 0 | 0 | 0 | 0 | 0 | 1 | 2 | 0 | 2 | 0 | 0 | [17 empty] | 180.537 | 495
|  |  |  | 0 |  | 0 | 0 | 1 | 2 | 2 | 1 | 0 | 0 | 1 | 0 | 2 | 0 | 1 | 1 | 6 | 1 | 1 | [17 empty] | 133.731 | 496
|  |  |  | 0 |  | 1 | 0 | 0 | 1 | 1 | 0 | 1 | 0 | 1 | 0 | 0 | 1 | 2 | 2 | 7 | 1 | 3 | [17 empty] | 164.179 | 497
|  |  |  | 0 |  | 0 | 0 | 2 | 0 | 1 | 0 | 1 | 0 | 0 | 1 | 1 | 3 | 0 | 0 | 3 | 1 | 1 | [17 empty] | 154.743 | 498
|  |  |  | 0 |  | 0 | 0 | 4 | 1 | 2 | 1 | 1 | 1 | 1 | 1 | 0 | 2 | 1 | 1 | 1 | 0 | 1 | [17 empty] | 125.125 | 499
|  |  |  | 0 |  | 0 | 0 | 3 | 2 | 1 | 1 | 0 | 1 | 1 | 1 | 2 | 0 | 3 | 1 | 4 | 0 | 0 | [17 empty] | 139.013 | 500
|  |  |  | 0 |  | 0 | 0 | 3 | 0 | 1 | 5 | 2 | 1 | 1 | 1 | 0 | 3 | 2 | 0 | 2 | 1 | 1 | [17 empty] | 165.249 | 501
|  |  |  | 0 |  | 0 | 0 | 1 | 4 | 1 | 2 | 0 | 0 | 1 | 2 | 1 | 2 | 2 | 0 | 3 | 0 | 4 | [17 empty] | 122.85 | 502
|  |  |  | 0 |  | 0 | 0 | 2 | 0 | 1 | 0 | 1 | 0 | 1 | 1 | 0 | 3 | 0 | 1 | 2 | 0 | 2 | [17 empty] | 150.617 | 503
|  |  |  | 0 |  | 0 | 0 | 1 | 3 | 3 | 1 | 1 | 1 | 0 | 0 | 0 | 1 | 2 | 1 | 4 | 1 | 1 | [17 empty] | 153.514 | 504
|  |  |  | 0 |  | 0 | 0 | 2 | 0 | 4 | 2 | 2 | 0 | 0 | 0 | 1 | 0 | 4 | 1 | 2 | 1 | 3 | [17 empty] | 161.523 | 505
|  |  |  | 0 |  | 0 | 0 | 0 | 1 | 2 | 1 | 0 | 0 | 0 | 1 | 1 | 2 | 0 | 1 | 2 | 1 | 3 | [17 empty] | 158.501 | 506
|  |  |  | 0 |  | 0 | 0 | 1 | 3 | 3 | 0 | 2 | 2 | 0 | 2 | 0 | 4 | 0 | 0 | 3 | 3 | 1 | [17 empty] | 124.431 | 507
|  |  |  | 0 |  | 0 | 0 | 1 | 1 | 1 | 0 | 0 | 0 | 0 | 0 | 1 | 1 | 1 | 2 | 2 | 3 | 0 | [17 empty] | 130.605 | 508
|  |  |  | 0 |  | 0 | 0 | 1 | 1 | 0 | 2 | 1 | 0 | 0 | 0 | 0 | 3 | 0 | 1 | 1 | 0 | 1 | [17 empty] | 117.512 | 509
|  |  |  | 0 |  | 0 | 0 | 1 | 2 | 2 | 0 | 3 | 1 | 1 | 2 | 0 | 2 | 0 | 2 | 2 | 1 | 1 | [17 empty] | 161.839 | 510
|  |  |  | 0 |  | 0 | 0 | 0 | 1 | 1 | 0 | 2 | 0 | 0 | 1 | 0 | 2 | 2 | 2 | 1 | 0 | 0 | [17 empty] | 156.382 | 511
|  |  |  | 0 |  | 0 | 0 | 2 | 3 | 0 | 0 | 0 | 0 | 0 | 0 | 0 | 3 | 0 | 2 | 2 | 4 | 1 | [17 empty] | 168.431 | 512
|  |  |  | 0 |  | 0 | 0 | 1 | 3 | 3 | 0 | 1 | 1 | 0 | 2 | 2 | 1 | 2 | 2 | 2 | 0 | 4 | [17 empty] | 149.652 | 513
|  |  |  | 0 |  | 0 | 0 | 3 | 0 | 0 | 1 | 3 | 1 | 0 | 4 | 0 | 3 | 0 | 1 | 1 | 1 | 1 | [17 empty] | 135.276 | 514
|  |  |  | 0 |  | 0 | 0 | 1 | 3 | 1 | 0 | 3 | 0 | 0 | 1 | 0 | 0 | 0 | 1 | 1 | 1 | 4 | [17 empty] | 128.09 | 515
|  |  |  | 0 |  | 0 | 0 | 0 | 1 | 3 | 0 | 2 | 0 | 0 | 1 | 0 | 2 | 0 | 1 | 3 | 0 | 2 | [17 empty] | 136.724 | 516
|  |  |  | 0 |  | 0 | 0 | 0 | 1 | 1 | 0 | 0 | 1 | 0 | 1 | 1 | 0 | 1 | 0 | 1 | 0 | 2 | [17 empty] | 160.746 | 517
|  |  |  | 0 |  | 0 | 0 | 0 | 1 | 1 | 0 | 0 | 0 | 0 | 1 | 0 | 2 | 0 | 0 | 5 | 2 | 1 | [17 empty] | 118.995 | 518
|  |  |  | 0 |  | 0 | 0 | 1 | 0 | 2 | 2 | 3 | 0 | 0 | 1 | 1 | 1 | 0 | 3 | 2 | 0 | 5 | [17 empty] | 175.454 | 519
|  |  |  | 0 |  | 0 | 0 | 1 | 2 | 2 | 0 | 0 | 3 | 0 | 1 | 0 | 0 | 0 | 1 | 2 | 0 | 0 | [17 empty] | 149.254 | 520
|  |  |  | 0 |  | 0 | 0 | 3 | 3 | 0 | 0 | 0 | 1 | 0 | 1 | 0 | 3 | 3 | 0 | 1 | 1 | 3 | [17 empty] | 149.979 | 521
|  |  |  | 0 |  | 0 | 0 | 0 | 2 | 0 | 0 | 1 | 0 | 0 | 1 | 1 | 1 | 1 | 2 | 1 | 1 | 0 | [17 empty] | 135.622 | 522
|  |  |  | 0 |  | 1 | 0 | 1 | 2 | 0 | 1 | 0 | 1 | 0 | 0 | 0 | 3 | 0 | 0 | 1 | 1 | 3 | [17 empty] | 163.093 | 523
|  |  |  | 0 |  | 0 | 0 | 2 | 1 | 1 | 1 | 0 | 1 | 0 | 0 | 1 | 4 | 3 | 1 | 2 | 1 | 3 | [17 empty] | 160.437 | 524
|  |  |  | 0 |  | 0 | 0 | 0 | 0 | 1 | 2 | 1 | 0 | 0 | 1 | 1 | 2 | 0 | 2 | 2 | 1 | 0 | [17 empty] | 141.678 | 525
|  |  |  | 0 |  | 0 | 0 | 0 | 1 | 0 | 1 | 2 | 2 | 1 | 0 | 0 | 2 | 0 | 2 | 3 | 0 | 1 | [17 empty] | 124.633 | 526
|  |  |  | 0 |  | 0 | 0 | 1 | 2 | 0 | 0 | 1 | 0 | 1 | 2 | 0 | 1 | 1 | 2 | 0 | 0 | 1 | [17 empty] | 128.35 | 527
|  |  |  | 0 |  | 0 | 0 | 5 | 2 | 1 | 2 | 3 | 0 | 0 | 1 | 0 | 1 | 0 | 1 | 2 | 0 | 1 | [17 empty] | 125.887 | 528
|  |  |  | 0 |  | 0 | 0 | 1 | 1 | 1 | 1 | 2 | 1 | 0 | 1 | 0 | 2 | 0 | 0 | 5 | 1 | 0 | [17 empty] | 143.635 | 529
|  |  |  | 1 |  | 0 | 0 | 2 | 0 | 0 | 0 | 0 | 1 | 0 | 1 | 0 | 3 | 1 | 0 | 1 | 0 | 2 | [17 empty] | 141.955 | 530
|  |  |  | 0 |  | 0 | 0 | 0 | 3 | 2 | 1 | 3 | 0 | 0 | 3 | 0 | 4 | 1 | 2 | 0 | 2 | 1 | [17 empty] | 131.091 | 531
|  |  |  | 0 |  | 0 | 1 | 0 | 1 | 1 | 2 | 1 | 0 | 0 | 2 | 0 | 2 | 1 | 3 | 4 | 1 | 1 | [17 empty] | 171.907 | 532
|  |  |  | 0 |  | 0 | 0 | 0 | 1 | 0 | 1 | 1 | 1 | 0 | 1 | 0 | 0 | 1 | 0 | 1 | 1 | 0 | [17 empty] | 137.567 | 533
|  |  |  | 0 |  | 0 | 0 | 2 | 0 | 1 | 0 | 1 | 0 | 0 | 2 | 0 | 1 | 0 | 2 | 1 | 2 | 0 | [17 empty] | 120.294 | 534
|  |  |  | 0 |  | 0 | 0 | 2 | 0 | 1 | 1 | 2 | 0 | 1 | 1 | 1 | 1 | 0 | 1 | 3 | 0 | 2 | [17 empty] | 126.786 | 535
|  |  |  | 0 |  | 0 | 1 | 0 | 0 | 0 | 0 | 0 | 0 | 1 | 1 | 0 | 3 | 2 | 1 | 2 | 1 | 1 | [17 empty] | 130.215 | 536
[6 empty] | 0 | 0 | 2 | 2 | 1 | 1 | 0 | 2 | 0 | 1 | 1 | 0 | 0 | 0 | 3 | 1 | 1 | [17 empty] | 150.278 | 537
[6 empty] | 0 | 0 | 0 | 1 | 0 | 3 | 2 | 3 | 0 | 0 | 1 | 1 | 2 | 0 | 1 | 0 | 2 | [17 empty] | 132.419 | 538
[6 empty] | 0 | 0 | 2 | 0 | 0 | 2 | 2 | 0 | 0 | 0 | 0 | 0 | 0 | 1 | 1 | 0 | 2 | [17 empty] | 140.418 | 539
[6 empty] | 0 | 0 | 0 | 2 | 2 | 0 | 0 | 1 | 1 | 1 | 0 | 1 | 0 | 0 | 1 | 1 | 0 | [17 empty] | 154.661 | 540
[6 empty] | 0 | 0 | 3 | 0 | 0 | 2 | 1 | 0 | 1 | 2 | 1 | 3 | 1 | 0 | 2 | 4 | 1 | [17 empty] | 126.212 | 541
[6 empty] | 0 | 0 | 1 | 0 | 0 | 0 | 1 | 0 | 0 | 0 | 0 | 2 | 0 | 3 | 0 | 1 | 2 | [17 empty] | 161.348 | 542
[6 empty] | 0 | 0 | 1 | 2 | 2 | 2 | 0 | 0 | 0 | 0 | 0 | 1 | 2 | 1 | 3 | 1 | 1 | [17 empty] | 149.355 | 543
[6 empty] | 0 | 0 | 5 | 1 | 1 | 1 | 1 | 0 | 0 | 2 | 1 | 0 | 1 | 0 | 1 | 0 | 0 | [17 empty] | 112.947 | 544
[6 empty] | 0 | 0 | 3 | 1 | 2 | 2 | 1 | 1 | 0 | 1 | 0 | 3 | 0 | 2 | 1 | 1 | 3 | [17 empty] | 134.303 | 545
[6 empty] | 0 | 0 | 3 | 0 | 1 | 1 | 0 | 0 | 0 | 1 | 0 | 3 | 2 | 3 | 0 | 3 | 3 | [17 empty] | 134.161 | 546
[6 empty] | 0 | 0 | 4 | 0 | 1 | 1 | 1 | 0 | 0 | 1 | 0 | 1 | 1 | 0 | 0 | 0 | 1 | [17 empty] | 144.875 | 547
[6 empty] | 0 | 0 | 7 | 0 | 0 | 0 | 1 | 0 | 1 | 1 | 0 | 2 | 0 | 2 | 1 | 2 | 0 | [17 empty] | 134.879 | 548
[6 empty] | 0 | 0 | 1 | 2 | 1 | 2 | 0 | 0 | 1 | 0 | 0 | 2 | 0 | 2 | 4 | 2 | 3 | [17 empty] | 170.109 | 549
[6 empty] | 0 | 0 | 1 | 2 | 0 | 0 | 0 | 0 | 0 | 2 | 0 | 0 | 1 | 2 | 1 | 2 | 2 | [17 empty] | 135.567 | 550
[6 empty] | 0 | 0 | 1 | 1 | 2 | 1 | 0 | 1 | 2 | 0 | 0 | 0 | 3 | 1 | 3 | 0 | 0 | [17 empty] | 125.514 | 551
[6 empty] | 0 | 0 | 1 | 1 | 2 | 0 | 0 | 0 | 1 | 2 | 1 | 1 | 1 | 1 | 1 | 0 | 0 | [17 empty] | 170.714 | 552
[6 empty] | 0 | 0 | 1 | 2 | 3 | 2 | 2 | 0 | 0 | 0 | 0 | 1 | 0 | 0 | 4 | 0 | 0 | [17 empty] | 100.607 | 553
[6 empty] | 0 | 0 | 2 | 0 | 1 | 2 | 2 | 2 | 0 | 1 | 0 | 5 | 0 | 0 | 0 | 0 | 1 | [17 empty] | 116.504 | 554
[6 empty] | 0 | 0 | 1 | 2 | 1 | 0 | 2 | 1 | 0 | 0 | 0 | 3 | 0 | 1 | 1 | 2 | 1 | [17 empty] | 164.961 | 555
[6 empty] | 0 | 0 | 1 | 0 | 3 | 3 | 1 | 1 | 0 | 1 | 0 | 0 | 1 | 0 | 0 | 0 | 0 | [17 empty] | 128.314 | 556
[6 empty] | 0 | 0 | 0 | 1 | 2 | 0 | 2 | 0 | 0 | 0 | 1 | 1 | 1 | 1 | 2 | 1 | 0 | [17 empty] | 123.434 | 557
[6 empty] | 0 | 0 | 1 | 1 | 3 | 1 | 0 | 0 | 0 | 0 | 1 | 0 | 1 | 0 | 0 | 0 | 1 | [17 empty] | 138.338 | 558
[6 empty] | 0 | 0 | 2 | 0 | 1 | 0 | 0 | 0 | 0 | 2 | 0 | 1 | 1 | 1 | 1 | 0 | 2 | [17 empty] | 133.829 | 559
[6 empty] | 0 | 0 | 4 | 1 | 1 | 0 | 0 | 0 | 0 | 2 | 0 | 1 | 0 | 1 | 3 | 1 | 1 | [17 empty] | 140.879 | 560
[6 empty] | 0 | 0 | 0 | 0 | 1 | 0 | 0 | 0 | 0 | 2 | 0 | 1 | 1 | 2 | 2 | 1 | 1 | [17 empty] | 151.314 | 561
[6 empty] | 0 | 0 | 2 | 0 | 2 | 0 | 0 | 0 | 0 | 0 | 2 | 1 | 0 | 1 | 2 | 2 | 2 | [17 empty] | 140.559 | 562
[6 empty] | 0 | 0 | 1 | 1 | 0 | 1 | 3 | 1 | 1 | 3 | 2 | 1 | 2 | 0 | 0 | 1 | 2 | [17 empty] | 133.138 | 563
[6 empty] | 0 | 0 | 2 | 1 | 1 | 0 | 1 | 0 | 0 | 0 | 0 | 2 | 1 | 0 | 1 | 1 | 1 | [17 empty] | 164.087 | 564
[6 empty] | 0 | 0 | 2 | 1 | 2 | 1 | 0 | 0 | 0 | 1 | 0 | 1 | 1 | 0 | 1 | 1 | 1 | [17 empty] | 111.682 | 565
[6 empty] | 0 | 0 | 3 | 2 | 2 | 1 | 1 | 0 | 0 | 1 | 0 | 1 | 1 | 0 | 2 | 1 | 1 | [17 empty] | 136.909 | 566
[6 empty] | 0 | 0 | 0 | 0 | 1 | 1 | 1 | 1 | 0 | 1 | 0 | 4 | 1 | 1 | 1 | 1 | 0 | [17 empty] | 161.306 | 567
[6 empty] | 0 | 0 | 0 | 1 | 1 | 1 | 0 | 0 | 0 | 1 | 0 | 0 | 0 | 0 | 1 | 2 | 0 | [17 empty] | 141.277 | 568
[6 empty] | 0 | 0 | 3 | 3 | 3 | 2 | 1 | 0 | 0 | 0 | 2 | 1 | 0 | 1 | 1 | 1 | 0 | [17 empty] | 138.951 | 569
[6 empty] | 0 | 0 | 2 | 0 | 0 | 0 | 1 | 0 | 0 | 1 | 0 | 3 | 1 | 1 | 2 | 1 | 2 | [17 empty] | 159.111 | 570
[6 empty] | 0 | 0 | 0 | 1 | 0 | 1 | 1 | 0 | 0 | 0 | 0 | 2 | 0 | 1 | 0 | 1 | 1 | [17 empty] | 140.418 | 571
[6 empty] | 0 | 0 | 1 | 1 | 0 | 0 | 5 | 0 | 0 | 2 | 0 | 3 | 1 | 0 | 0 | 3 | 2 | [17 empty] | 135.392 | 572
[6 empty] | 0 | 0 | 0 | 1 | 1 | 1 | 0 | 0 | 0 | 0 | 0 | 1 | 1 | 0 | 2 | 0 | 3 | [17 empty] | 162.954 | 573
[6 empty] | 0 | 0 | 2 | 3 | 0 | 0 | 0 | 0 | 0 | 0 | 0 | 0 | 1 | 1 | 3 | 1 | 0 | [17 empty] | 126.324 | 574
[6 empty] | 0 | 0 | 1 | 1 | 1 | 0 | 2 | 0 | 0 | 0 | 0 | 0 | 1 | 2 | 1 | 1 | 2 | [17 empty] | 139.354 | 575
[6 empty] | 0 | 0 | 0 | 1 | 2 | 0 | 1 | 2 | 0 | 1 | 0 | 0 | 0 | 2 | 4 | 6 | 1 | [17 empty] | 141.537 | 576
[6 empty] | 0 | 0 | 0 | 0 | 3 | 2 | 0 | 0 | 0 | 1 | 0 | 1 | 1 | 0 | 2 | 0 | 1 | [17 empty] | 106.351 | 577
[6 empty] | 0 | 0 | 2 | 0 | 0 | 0 | 0 | 0 | 1 | 1 | 0 | 1 | 0 | 0 | 2 | 1 | 0 | [17 empty] | 108.573 | 578
[6 empty] | 0 | 0 | 0 | 1 | 2 | 0 | 1 | 0 | 0 | 2 | 1 | 2 | 0 | 1 | 0 | 0 | 1 | [17 empty] | 153.393 | 579
[6 empty] | 0 | 0 | 1 | 2 | 1 | 1 | 0 | 0 | 0 | 2 | 1 | 1 | 1 | 2 | 1 | 0 | 1 | [17 empty] | 104.756 | 580
[6 empty] | 0 | 0 | 0 | 0 | 1 | 2 | 0 | 0 | 0 | 2 | 1 | 1 | 0 | 0 | 1 | 0 | 0 | [17 empty] | 119.838 | 581
[6 empty] | 0 | 0 | 2 | 3 | 1 | 4 | 0 | 0 | 0 | 0 | 0 | 1 | 0 | 0 | 1 | 0 | 2 | [17 empty] | 160.591 | 582
[6 empty] | 0 | 0 | 0 | 2 | 1 | 2 | 1 | 2 | 0 | 0 | 0 | 0 | 0 | 1 | 2 | 0 | 2 | [17 empty] | 152.858 | 583
[6 empty] | 0 | 0 | 1 | 1 | 1 | 0 | 0 | 0 | 0 | 1 | 0 | 2 | 2 | 2 | 3 | 0 | 0 | [17 empty] | 139.972 | 584
[6 empty] | 0 | 0 | 0 | 1 | 1 | 3 | 1 | 1 | 0 | 1 | 1 | 1 | 0 | 3 | 2 | 0 | 0 | [17 empty] | 113.359 | 585
[6 empty] | 0 | 0 | 0 | 1 | 1 | 0 | 0 | 0 | 0 | 1 | 0 | 0 | 0 | 1 | 1 | 1 | 0 | [17 empty] | 142.972 | 586
[6 empty] | 0 | 0 | 1 | 2 | 1 | 0 | 0 | 1 | 0 | 0 | 1 | 0 | 1 | 0 | 2 | 3 | 3 | [17 empty] | 117.327 | 587
[6 empty] | 0 | 0 | 4 | 0 | 1 | 0 | 1 | 0 | 0 | 1 | 1 | 1 | 0 | 1 | 3 | 3 | 0 | [17 empty] | 105.629 | 588
[6 empty] | 0 | 0 | 1 | 3 | 1 | 2 | 1 | 0 | 1 | 2 | 1 | 0 | 0 | 2 | 2 | 0 | 1 | [17 empty] | 134.686 | 589
[6 empty] | 0 | 0 | 1 | 1 | 2 | 0 | 1 | 0 | 1 | 0 | 1 | 0 | 1 | 0 | 3 | 0 | 0 | [17 empty] | 169.124 | 590
[6 empty] | 0 | 0 | 1 | 0 | 0 | 0 | 1 | 0 | 0 | 1 | 0 | 2 | 1 | 1 | 1 | 1 | 3 | [17 empty] | 124.755 | 591
[6 empty] | 0 | 0 | 1 | 2 | 1 | 1 | 0 | 0 | 1 | 0 | 1 | 2 | 1 | 0 | 2 | 2 | 0 | [17 empty] | 122.663 | 592
[6 empty] | 0 | 0 | 0 | 1 | 0 | 0 | 1 | 0 | 0 | 0 | 1 | 2 | 1 | 1 | 2 | 0 | 0 | [17 empty] | 153.243 | 593
[6 empty] | 0 | 0 | 1 | 0 | 0 | 0 | 2 | 1 | 0 | 0 | 0 | 1 | 1 | 1 | 0 | 0 | 0 | [17 empty] | 125.707 | 594
[6 empty] | 0 |  | 2 | 0 | 1 | 1 | 1 | 0 | 0 | 1 | 1 | 1 | 0 | 2 | 0 | 0 | 0 | [17 empty] | 153.879 | 595
[6 empty] | 0 |  | 1 | 1 | 1 | 0 | 0 | 1 | 0 | 2 | 1 | 1 | 0 | 1 | 0 | 1 | 1 | [17 empty] | 112.623 | 596
[6 empty] | 0 |  | 3 | 1 | 0 | 0 | 0 | 0 | 1 | 0 | 0 | 1 | 1 | 2 | 1 | 2 | 1 | [17 empty] | 135.091 | 597
[6 empty] | 0 |  | 1 | 2 | 0 | 0 | 0 | 1 | 0 | 0 | 0 | 2 | 0 | 0 | 1 | 1 | 2 | [17 empty] | 125.707 | 598
[6 empty] | 0 |  | 0 | 3 | 0 | 0 | 0 | 0 | 1 | 0 | 0 | 2 | 0 | 2 | 0 | 1 | 2 | [17 empty] | 141.67 | 599
[6 empty] | 0 |  | 1 | 1 | 1 | 0 | 1 | 1 | 0 | 1 | 0 | 2 | 0 | 2 | 2 | 0 | 1 | [17 empty] | 130.945 | 600
[6 empty] | 0 |  | 0 | 0 | 0 | 0 | 0 | 0 | 0 | 0 | 0 | 0 | 2 | 1 | 0 | 1 | 0 | [17 empty] | 129.873 | 601
[6 empty] | 0 |  | 1 | 2 | 0 | 0 | 1 | 0 | 0 | 1 | 1 | 2 | 0 | 1 | 1 | 0 | 2 | [17 empty] | 135.14 | 602
[6 empty] | 0 |  | 2 | 0 | 1 | 2 | 3 | 0 | 0 | 0 | 2 | 1 | 1 | 0 | 2 | 1 | 2 | [17 empty] | 143.199 | 603
[6 empty] | 0 |  | 0 | 0 | 0 | 0 | 0 | 2 | 0 | 0 | 0 | 0 | 0 | 0 | 2 | 0 | 1 | [17 empty] | 132.324 | 604
[6 empty] | 0 |  | 0 | 0 | 0 | 0 | 0 | 1 | 0 | 0 | 1 | 1 | 0 | 1 | 4 | 1 | 1 | [17 empty] | 131.536 | 605
[6 empty] | 0 |  | 1 | 2 | 0 | 2 | 0 | 0 | 1 | 0 | 1 | 1 | 0 | 1 | 1 | 1 | 2 | [17 empty] | 114.859 | 606
[6 empty] | 0 |  | 0 | 0 | 2 | 1 | 0 | 0 | 2 | 0 | 0 | 0 | 0 | 0 | 1 | 1 | 0 | [17 empty] | 120.516 | 607
[6 empty] | 0 |  | 0 | 0 | 0 | 1 | 0 | 2 | 1 | 1 | 0 | 1 | 0 | 0 | 3 | 2 | 1 | [17 empty] | 133.253 | 608
[6 empty] | 0 |  | 0 | 1 | 0 | 1 | 1 | 0 | 0 | 0 | 0 | 0 | 0 | 0 | 2 | 2 | 0 | [17 empty] | 151.755 | 609
[6 empty] | 0 |  | 0 | 4 | 0 | 0 | 1 | 1 | 0 | 0 | 0 | 1 | 0 | 1 | 1 | 1 | 3 | [17 empty] | 142.361 | 610
[6 empty] | 0 |  | 2 | 3 | 0 | 0 | 0 | 2 | 0 | 0 | 0 | 0 | 0 | 1 | 0 | 0 | 2 | [17 empty] | 126.604 | 611
[6 empty] | 0 |  | 2 | 2 | 2 | 0 | 0 | 0 | 0 | 2 | 1 | 0 | 0 | 2 | 1 | 0 | 0 | [17 empty] | 136.034 | 612
[6 empty] | 0 |  | 1 | 3 | 0 | 1 | 0 | 0 | 0 | 0 | 1 | 0 | 0 | 0 | 1 | 0 | 2 | [17 empty] | 121.071 | 613
[6 empty] | 0 |  | 0 | 2 | 0 | 0 | 1 | 0 | 1 | 0 | 0 | 2 | 2 | 0 | 1 | 2 | 0 | [17 empty] | 134.614 | 614
[6 empty] | 0 |  | 1 | 0 | 0 | 0 | 0 | 0 | 0 | 1 | 0 | 2 | 1 | 0 | 0 | 1 | 1 | [17 empty] | 137.463 | 615
[6 empty] | 0 |  | 1 | 2 | 2 | 2 | 0 | 0 | 0 | 0 | 0 | 1 | 0 | 2 | 1 | 1 | 1 | [17 empty] | 130.042 | 616
[6 empty] | 0 |  | 1 | 1 | 1 | 1 | 1 | 0 | 0 | 0 | 0 | 0 | 0 | 0 | 1 | 0 | 3 | [17 empty] | 121.809 | 617
[6 empty] | 0 |  | 2 | 1 | 2 | 2 | 1 | 0 | 0 | 1 | 0 | 3 | 0 | 1 | 2 | 0 | 0 | [17 empty] | 131.405 | 618
[6 empty] | 0 |  | 3 | 0 | 0 | 0 | 1 | 0 | 0 | 0 | 0 | 1 | 1 | 0 | 0 | 1 | 1 | [17 empty] | 143.293 | 619
[6 empty] | 0 |  | 1 | 1 | 1 | 1 | 1 | 2 | 0 | 1 | 0 | 2 | 0 | 0 | 1 | 2 | 0 | [17 empty] | 112.107 | 620
[6 empty] | 0 |  | 3 | 0 | 2 | 1 | 0 | 0 | 0 | 0 | 0 | 1 | 0 | 0 | 2 | 0 | 0 | [17 empty] | 132.906 | 621
[6 empty] | 0 |  | 0 | 0 | 2 | 0 | 0 | 0 | 0 | 0 | 1 | 0 | 1 | 0 | 3 | 3 | 0 | [17 empty] | 111.931 | 622
[6 empty] | 0 |  | 2 | 2 | 1 | 1 | 0 | 1 | 0 | 0 | 0 | 2 | 0 | 0 | 1 | 1 | 0 | [17 empty] | 130.945 | 623
[6 empty] | 0 |  | 0 | 0 | 0 | 1 | 3 | 0 | 0 | 2 | 0 | 1 | 1 | 1 | 2 | 2 | 1 | [17 empty] | 101.175 | 624
[6 empty] | 0 |  | 1 | 0 | 2 | 1 | 2 | 0 | 1 | 0 | 0 | 2 | 0 | 0 | 1 | 1 | 0 | [17 empty] | 90.1011 | 625
[6 empty] | 0 |  | 2 | 0 | 1 | 1 | 0 | 1 | 0 | 0 | 0 | 0 | 0 | 0 | 0 | 1 | 0 | [17 empty] | 127.234 | 626
[6 empty] | 0 |  | 0 | 1 | 1 | 0 | 0 | 0 | 1 | 0 | 0 | 2 | 0 | 0 | 0 | 1 | 6 | [17 empty] | 113.529 | 627
[6 empty] | 0 |  | 1 | 1 | 0 | 0 | 1 | 0 | 0 | 1 | 0 | 1 | 0 | 4 | 0 | 1 | 1 | [17 empty] | 106.894 | 628
[6 empty] | 0 |  | 1 | 0 | 2 | 0 | 0 | 0 | 0 | 1 | 1 | 0 | 1 | 1 | 0 | 1 | 2 | [17 empty] | 123.493 | 629
[6 empty] | 0 |  | 0 | 0 | 0 | 0 | 0 | 0 | 1 | 2 | 1 | 1 | 0 | 1 | 1 | 0 | 2 | [17 empty] | 131.828 | 630
[6 empty] | 0 |  | 3 | 0 | 3 | 0 | 1 | 1 | 1 | 1 | 1 | 2 | 0 | 1 | 2 | 1 | 1 | [17 empty] | 109.101 | 631
[6 empty] | 0 |  | 0 | 1 | 0 | 1 | 1 | 0 | 1 | 1 | 0 | 3 | 2 | 0 | 1 | 1 | 0 | [17 empty] | 124.089 | 632
[6 empty] | 0 |  | 1 | 1 | 2 | 0 | 0 | 0 | 0 | 0 | 0 | 0 | 0 | 0 | 0 | 2 | 0 | [17 empty] | 114.279 | 633
[6 empty] | 0 |  | 1 | 1 | 0 | 0 | 0 | 0 | 0 | 1 | 0 | 0 | 1 | 0 | 0 | 2 | 1 | [17 empty] | 114.605 | 634
[6 empty] | 0 |  | 1 | 1 | 1 | 2 | 2 | 1 | 0 | 0 | 0 | 3 | 0 | 0 | 1 | 0 | 1 | [17 empty] | 155.566 | 635
[6 empty] | 0 |  | 2 | 1 | 0 | 0 | 0 | 0 | 0 | 1 | 0 | 0 | 0 | 1 | 0 | 0 | 2 | [17 empty] | 112.947 | 636
[6 empty] | 0 |  | 2 | 0 | 1 | 0 | 2 | 0 | 0 | 0 | 0 | 3 | 0 | 0 | 2 | 1 | 2 | [17 empty] | 102.01 | 637
[6 empty] | 0 |  | 2 | 2 | 0 | 0 | 0 | 0 | 0 | 1 | 0 | 0 | 0 | 0 | 3 | 1 | 1 | [17 empty] | 111.105 | 638
[6 empty] | 0 |  | 0 | 3 | 0 | 1 | 1 | 0 | 1 | 0 | 0 | 1 | 0 | 1 | 2 | 1 | 1 | [17 empty] | 133.709 | 639
[8 empty] | 2 | 2 | 0 | 0 | 1 | 0 | 0 | 0 | 0 | 2 | 0 | 1 | 0 | 2 | 1 | [17 empty] | 106.117 | 640
[8 empty] | 0 | 0 | 1 | 0 | 1 | 1 | 0 | 0 | 0 | 1 | 1 | 1 | 1 | 0 | 1 | [17 empty] | 117.472 | 641
[8 empty] | 4 | 0 | 1 | 0 | 1 | 1 | 0 | 0 | 0 | 0 | 1 | 2 | 2 | 2 | 1 | [17 empty] | 123.349 | 642
[8 empty] | 0 | 1 | 0 | 1 | 2 | 0 | 0 | 0 | 1 | 3 | 1 | 0 | 2 | 0 | 1 | [17 empty] | 135.135 | 643
[8 empty] | 1 | 1 | 2 | 0 | 0 | 0 | 0 | 3 | 1 | 2 | 1 | 1 | 0 | 0 | 0 | [17 empty] | 106.393 | 644
[8 empty] | 1 | 1 | 1 | 1 | 2 | 0 | 0 | 1 | 1 | 1 | 0 | 1 | 2 | 2 | 0 | [17 empty] | 82.7611 | 645
[8 empty] | 0 | 3 | 1 | 0 | 1 | 0 | 0 | 2 | 1 | 1 | 1 | 1 | 1 | 1 | 0 | [17 empty] | 108.763 | 646
[8 empty] | 1 | 1 | 1 | 0 | 0 | 1 | 1 | 2 | 1 | 1 | 1 | 0 | 2 | 1 | 1 | [17 empty] | 111.931 | 647
[8 empty] | 0 | 2 | 0 | 0 | 0 | 0 | 1 | 0 | 0 | 2 | 0 | 1 | 1 | 1 | 1 | [17 empty] | 133.069 | 648
[8 empty] | 1 | 0 | 1 | 0 | 1 | 0 | 1 | 3 | 0 | 0 | 0 | 0 | 3 | 2 | 0 | [17 empty] | 100.245 | 649
[8 empty] | 0 | 1 | 0 | 0 | 0 | 1 | 1 | 1 | 0 | 0 | 1 | 0 | 0 | 3 | 1 | [17 empty] | 124.748 | 650
[8 empty] | 2 | 1 | 0 | 0 | 0 | 0 | 1 | 1 | 0 | 1 | 0 | 2 | 2 | 1 | 1 | [17 empty] | 107.058 | 651
[8 empty] | 1 | 1 | 1 | 0 | 1 | 0 | 1 | 2 | 1 | 2 | 0 | 0 | 0 | 1 | 0 | [17 empty] | 100.528 | 652
[8 empty] | 0 | 0 | 1 | 2 | 1 | 0 | 0 | 0 | 1 | 1 | 0 | 0 | 2 | 2 | 0 | [17 empty] | 88.7346 | 653
[8 empty] | 1 | 0 | 0 | 1 | 0 | 1 | 0 | 1 | 1 | 0 | 1 | 0 | 0 | 0 | 0 | [17 empty] | 113.327 | 654
[8 empty] | 0 | 0 | 0 | 1 | 0 | 0 | 0 | 1 | 0 | 1 | 0 | 1 | 0 | 0 | 1 | [17 empty] | 99.1054 | 655
[8 empty] | 1 | 1 | 0 | 1 | 2 | 0 | 0 | 2 | 0 | 1 | 0 | 1 | 3 | 0 | 0 | [17 empty] | 112.347 | 656
[8 empty] | 0 | 0 | 1 | 0 | 1 | 0 | 1 | 2 | 0 | 1 | 0 | 1 | 1 | 0 | 0 | [17 empty] | 96.0264 | 657
[8 empty] | 1 | 0 | 0 | 0 | 0 | 2 | 0 | 1 | 0 | 0 | 0 | 1 | 0 | 1 | 0 | [17 empty] | 108.425 | 658
[8 empty] | 4 | 1 | 1 | 1 | 0 | 0 | 0 | 2 | 0 | 1 | 0 | 1 | 0 | 1 | 1 | [17 empty] | 121.517 | 659
[8 empty] | 3 | 1 | 1 | 0 | 1 | 1 | 1 | 2 | 0 | 0 | 2 | 0 | 0 | 1 | 3 | [17 empty] | 111.546 | 660
[8 empty] | 0 | 1 | 1 | 0 | 1 | 0 | 0 | 2 | 0 | 0 | 1 | 1 | 1 | 2 | 1 | [17 empty] | 119.589 | 661
[8 empty] | 0 | 1 | 2 | 0 | 0 | 1 | 0 | 3 | 2 | 1 | 0 | 0 | 1 | 1 | 2 | [17 empty] | 133.233 | 662
[8 empty] | 0 | 1 | 1 | 0 | 0 | 0 | 0 | 3 | 1 | 2 | 0 | 0 | 2 | 2 | 0 | [17 empty] | 118.724 | 663
[8 empty] | 0 | 1 | 2 | 0 | 0 | 0 | 0 | 1 | 0 | 0 | 1 | 0 | 1 | 1 | 1 | [17 empty] | 116.509 | 664
[8 empty] | 0 | 3 | 1 | 3 | 1 | 3 | 0 | 1 | 0 | 1 | 1 | 1 | 0 | 1 | 0 | [17 empty] | 83.3661 | 665
[8 empty] | 1 | 1 | 2 | 1 | 1 | 0 | 0 | 1 | 0 | 1 | 2 | 1 | 1 | 2 | 1 | [17 empty] | 89.791 | 666
[8 empty] | 0 | 2 | 1 | 0 | 0 | 0 | 0 | 1 | 0 | 1 | 1 | 0 | 1 | 2 | 2 | [17 empty] | 112.316 | 667
[8 empty] | 1 | 2 | 2 | 0 | 0 | 1 | 0 | 0 | 0 | 1 | 0 | 0 | 1 | 0 | 0 | [17 empty] | 101.508 | 668
[8 empty] | 2 | 2 | 0 | 0 | 2 | 1 | 0 | 1 | 0 | 0 | 0 | 0 | 2 | 0 | 2 | [17 empty] | 102.301 | 669
[8 empty] | 1 | 2 | 0 | 2 | 1 | 1 | 0 | 0 | 0 | 0 | 1 | 0 | 0 | 0 | 1 | [17 empty] | 82.6516 | 670
[8 empty] | 0 | 3 | 0 | 2 | 1 | 1 | 0 | 2 | 0 | 1 | 1 | 0 | 1 | 2 | 0 | [17 empty] | 105.7 | 671
[8 empty] | 0 | 1 | 0 | 0 | 0 | 0 | 1 | 0 | 0 | 0 | 1 | 0 | 1 | 2 | 0 | [17 empty] | 92.5016 | 672
[8 empty] | 0 | 3 | 2 | 0 | 2 | 1 | 0 | 2 | 1 | 3 | 0 | 0 | 1 | 0 | 0 | [17 empty] | 90.2686 | 673
[8 empty] | 0 | 2 | 0 | 1 | 1 | 0 | 1 | 0 | 0 | 3 | 0 | 0 | 0 | 0 | 0 | [17 empty] | 102.565 | 674
[8 empty] | 0 | 2 | 0 | 0 | 0 | 1 | 0 | 1 | 2 | 1 | 0 | 1 | 1 | 2 | 0 | [17 empty] | 88.5567 | 675
[8 empty] | 0 | 1 | 1 | 3 | 2 | 2 | 1 | 0 | 0 | 0 | 0 | 0 | 1 | 1 | 2 | [17 empty] | 112.884 | 676
[8 empty] | 1 | 1 | 1 | 2 | 0 | 2 |  | 1 | 1 | 2 | 0 | 0 | 0 | 2 | 1 | [17 empty] | 103.025 | 677
[8 empty] | 1 | 1 | 2 | 1 | 0 | 1 |  | 0 | 0 | 1 | 0 | 0 | 0 | 0 | 1 | [17 empty] | 76.573 | 678
[8 empty] | 1 | 1 | 0 | 0 | 1 | 0 |  | 0 | 0 | 0 | 1 | 1 | 0 | 0 | 1 | [17 empty] | 92.4608 | 679
[8 empty] | 0 | 3 | 0 | 1 | 0 | 1 |  | 2 | 0 | 2 | 0 | 2 | 2 | 0 | 0 | [17 empty] | 81.5257 | 680
[8 empty] | 0 | 1 | 0 | 2 | 0 | 1 |  | 2 | 1 | 0 | 1 | 0 | 1 | 0 | 2 | [17 empty] | 85.1442 | 681
[8 empty] | 1 | 2 | 2 | 2 | 0 | 1 |  | 0 | 1 | 0 | 0 | 0 | 1 | 0 | 0 | [17 empty] | 94.2348 | 682
[8 empty] | 0 | 1 | 1 | 0 | 1 | 1 |  | 0 | 1 | 0 | 0 | 1 | 1 | 1 | 0 | [17 empty] | 111.105 | 683
[8 empty] | 2 | 1 | 2 | 1 | 0 | 1 |  | 1 | 0 | 1 | 0 | 0 | 1 | 0 | 0 | [17 empty] | 98.1815 | 684
[8 empty] | 1 | 1 | 2 | 3 | 1 | 0 |  | 0 | 0 | 0 | 0 | 0 | 1 | 1 | 2 | [17 empty] | 91.7178 | 685
[8 empty] | 1 | 2 | 0 | 0 | 1 | 0 |  | 1 | 0 | 0 | 0 | 0 | 2 | 1 | 1 | [17 empty] | 70.1764 | 686
[8 empty] | 2 | 1 | 1 | 0 | 0 | 2 |  | 1 | 0 | 1 | 0 | 0 | 0 | 2 | 1 | [17 empty] | 93.2191 | 687
[8 empty] | 1 | 2 | 1 | 4 | 1 | 1 |  | 0 | 0 | 1 | 0 | 0 | 1 | 0 | 0 | [17 empty] | 89.9194 | 688
[8 empty] | 1 | 1 | 1 | 1 | 1 | 0 |  | 1 | 0 | 1 | 1 | 1 | 1 | 0 | 1 | [17 empty] | 112.239 | 689
[8 empty] | 1 | 0 | 2 | 1 | 2 | 2 |  | 1 | 0 | 1 | 0 | 1 | 0 | 0 | 1 | [17 empty] | 110.551 | 690
[8 empty] | 1 | 1 | 0 | 2 | 1 | 1 |  | 0 | 0 | 1 | 0 | 0 | 1 | 3 | 1 | [17 empty] | 77.1887 | 691
[8 empty] | 1 | 1 | 0 | 1 | 2 | 1 |  | 3 | 0 | 2 | 1 | 0 | 0 | 1 | 0 | [17 empty] | 89.791 | 692
[8 empty] | 1 | 0 | 1 | 1 | 0 | 1 |  | 1 | 0 | 1 | 1 | 1 | 0 | 0 | 0 | [17 empty] | 90.1589 | 693
[8 empty] | 1 | 2 | 1 | 0 | 0 | 0 |  | 0 | 0 | 4 | 1 | 1 | 0 | 0 | 0 | [17 empty] | 73.041 | 694
[8 empty] | 1 | 2 | 0 | 2 | 0 | 1 |  | 0 | 0 | 1 | 0 | 2 | 1 | 0 | 0 | [17 empty] | 92.5346 | 695
[8 empty] | 3 | 0 | 2 | 0 | 0 | 0 |  | 2 | 0 | 2 | 2 | 0 | 0 | 0 | 3 | [17 empty] | 55.2879 | 696
[8 empty] | 0 | 0 | 1 | 0 | 0 | 0 |  | 1 | 0 | 1 | 0 | 1 | 1 | 0 | 1 | [17 empty] | 96.5933 | 697
[8 empty] | 3 | 2 | 3 | 0 | 1 | 0 |  | 1 | 0 | 1 | 0 | 0 | 0 | 1 | 0 | [17 empty] | 81.6905 | 698
[8 empty] | 0 | 0 | 1 | 0 | 1 | 1 |  | 0 | 1 | 0 | 1 | 1 | 3 | 0 | 1 | [17 empty] | 70.1716 | 699
[8 empty] | 1 | 3 | 0 | 1 | 3 | 1 |  | 2 | 0 | 0 | 1 | 0 | 2 | 1 | 1 | [17 empty] | 85.9791 | 700
[8 empty] | 0 | 2 | 1 | 0 | 1 | 0 |  | 3 | 0 | 1 | 1 | 0 | 0 | 0 | 0 | [17 empty] | 61.8844 | 701
[8 empty] | 1 | 0 | 4 | 0 | 1 | 0 |  | 1 | 0 | 0 | 1 | 0 | 0 | 0 | 0 | [17 empty] | 59.586 | 702
[8 empty] | 0 | 1 | 2 | 0 | 1 | 0 |  | 0 | 0 | 0 | 0 | 0 | 1 | 1 | 0 | [17 empty] | 79.3014 | 703
[8 empty] | 0 | 1 | 2 | 1 | 1 | 0 |  | 0 | 0 | 0 | 1 | 0 | 0 | 0 | 1 | [17 empty] | 65.5725 | 704
[8 empty] | 0 | 1 | 1 | 1 | 0 | 0 |  | 0 | 0 | 0 | 1 | 0 | 1 | 0 | 1 | [17 empty] | 53.6192 | 705
[8 empty] | 0 | 0 | 0 | 0 | 2 | 0 |  | 0 | 0 | 0 | 0 | 0 | 0 | 0 | 2 | [17 empty] | 64.153 | 706
[8 empty] | 0 | 0 | 1 | 1 | 1 | 1 |  | 0 | 0 | 0 | 0 | 0 | 0 | 2 | 2 | [17 empty] | 76.3967 | 707
[8 empty] | 1 | 2 | 3 | 1 | 1 | 0 |  | 2 | 0 | 1 | 1 | 0 | 3 | 0 | 1 | [17 empty] | 79.0265 | 708
[8 empty] | 1 | 2 | 0 | 0 | 0 | 1 |  | 0 | 0 | 1 | 0 | 1 | 1 | 3 | 2 | [17 empty] | 83.8049 | 709
[8 empty] | 1 | 0 | 2 | 0 | 1 | 0 |  | 0 | 0 | 2 | 1 | 0 | 2 | 2 | 0 | [17 empty] | 84.6306 | 710
[8 empty] | 1 | 1 | 0 | 0 | 1 | 0 |  | 0 | 0 | 1 | 0 | 1 | 0 | 0 | 0 | [17 empty] | 79.011 | 711
[8 empty] | 1 | 4 | 0 | 0 | 2 | 0 |  | 0 | 0 | 2 | 1 | 0 | 0 | 0 | 0 | [17 empty] | 66.291 | 712
[8 empty] | 0 | 0 | 0 | 0 | 0 | 1 |  | 1 | 0 | 1 | 0 | 1 | 1 | 0 | 0 | [17 empty] | 81.1406 | 713
[8 empty] | 0 | 0 | 0 | 0 | 2 | 0 |  | 1 | 1 | 2 | 1 | 0 | 0 | 0 | 2 | [17 empty] | 54.5072 | 714
[8 empty] | 1 | 1 | 1 | 1 | 0 | 0 |  | 1 | 0 | 1 | 0 | 1 | 0 | 0 | 0 | [17 empty] | 77.0099 | 715
[8 empty] | 2 | 1 | 2 | 2 | 3 | 0 |  | 1 | 0 | 1 | 1 | 1 | 1 | 0 | 0 | [17 empty] | 69.5476 | 716
[8 empty] | 0 | 1 | 1 | 0 | 3 |  |  | 0 | 0 | 1 | 0 | 0 | 1 | 1 | 0 | [17 empty] | 69.3239 | 717
[8 empty] | 1 | 0 | 2 | 0 | 0 |  |  | 0 | 0 | 1 | 0 | 0 | 1 | 0 | 1 | [17 empty] | 76.8562 | 718
[8 empty] | 2 | 2 | 0 | 0 | 0 |  |  |  | 0 | 1 | 0 | 0 | 0 | 1 | 1 | [17 empty] | 59.314 | 719
[8 empty] | 3 | 1 | 1 | 1 | 0 |  |  |  | 0 | 0 | 0 | 1 | 1 | 0 | 0 | [17 empty] | 59.4911 | 720
[8 empty] | 1 | 1 | 2 | 0 | 0 |  |  |  | 0 | 0 | 0 | 0 | 0 | 0 | 1 | [17 empty] | 82.0896 | 721
[8 empty] | 0 | 0 | 0 | 0 | 1 |  |  |  | 0 | 1 | 0 | 1 | 1 | 1 | 1 | [17 empty] | 70.3472 | 722
[8 empty] | 1 |  | 0 | 2 | 1 |  |  |  | 1 | 1 | 0 | 1 | 2 | 0 | 0 | [17 empty] | 48.8184 | 723
[8 empty] | 0 |  | 0 | 0 | 2 |  |  |  | 0 | 1 | 1 | 3 | 1 | 3 | 1 | [17 empty] | 57.1397 | 724
[8 empty] | 1 |  | 1 | 0 | 0 |  |  |  | 1 | 0 | 0 | 1 | 2 | 0 | 0 | [17 empty] | 60.796 | 725
[8 empty] | 0 |  | 0 | 0 | 0 |  |  |  | 0 | 0 | 0 | 1 | 0 | 2 | 0 | [17 empty] | 63.0675 | 726
[8 empty] | 0 |  | 0 | 0 | 1 |  |  |  | 0 | 0 | 1 | 1 | 0 | 0 | 0 | [17 empty] | 45.206 | 727
[8 empty] | 0 |  | 1 | 0 | 0 |  |  |  | 0 | 1 | 0 | 0 | 0 | 2 | 1 | [17 empty] | 65.0502 | 728
[8 empty] | 1 |  | 0 | 0 | 0 |  |  |  | 0 | 0 | 2 | 0 | 0 | 1 | 0 | [17 empty] | 62.0343 | 729
[8 empty] | 0 |  |  | 0 | 0 |  |  |  | 0 | 0 | 1 | 2 | 1 | 1 | 0 | [17 empty] | 70.4098 | 730
[8 empty] | 0 |  |  | 0 | 3 |  |  |  | 0 | 2 | 0 | 1 | 2 | 0 | 0 | [17 empty] | 52.9294 | 731
[8 empty] | 2 |  |  | 0 | 1 |  |  |  | 0 | 0 | 0 | 0 | 0 | 1 | 0 | [17 empty] | 46.3865 | 732
[8 empty] | 0 |  |  | 0 | 2 |  |  |  | 0 | 1 | 0 | 0 | 0 | 0 | 0 | [17 empty] | 41.9024 | 733
[8 empty] | 1 |  |  | 0 | 0 |  |  |  | 0 | 0 | 0 | 0 | 0 | 0 | 1 | [17 empty] | 43.9976 | 734
[8 empty] | 0 |  |  | 0 | 1 |  |  |  | 0 | 0 | 0 | 0 | 1 | 1 | 0 | [17 empty] | 52.3781 | 735
[8 empty] | 0 |  |  | 0 | 1 |  |  |  | 0 | 0 | 0 | 0 | 2 | 1 | 1 | [17 empty] | 53.7686 | 736
[8 empty] | 1 |  |  | 0 | 0 |  |  |  | 0 | 0 | 2 | 0 | 2 | 0 | 0 | [17 empty] | 44.5991 | 737
[8 empty] | 1 |  |  | 0 | 1 |  |  |  | 0 | 1 | 0 | 1 | 0 | 0 | 1 | [17 empty] | 43.9602 | 738
[8 empty] | 0 |  |  | 0 | 0 |  |  |  | 0 | 2 | 0 | 1 | 0 | 1 | 2 | [17 empty] | 57.1397 | 739
[8 empty] | 1 |  |  | 0 | 0 |  |  |  | 1 | 0 | 0 | 0 | 0 | 1 | 1 | [17 empty] | 17.4594 | 740
[8 empty] | 1 |  |  | 0 | 0 |  |  |  | 0 | 0 | 0 | 1 | 1 | 1 | 0 | [17 empty] | 25.8657 | 741
[8 empty] | 0 |  |  | 0 | 1 |  |  |  | 0 | 1 | 0 | 0 | 0 | 0 | 1 | [17 empty] | 34.9187 | 742
[8 empty] | 3 |  |  | 0 | 0 |  |  |  | 1 | 0 | 0 | 1 | 3 | 1 | 0 | [17 empty] | 41.2293 | 743
[8 empty] | 0 |  |  | 0 | 0 |  |  |  | 0 | 2 | 0 | 2 | 1 | 0 | 0 | [17 empty] | 42.2869 | 744
[8 empty] | 0 |  |  | 0 | 0 |  |  |  | 1 | 0 | 0 | 0 | 1 | 0 | 1 | [17 empty] | 34.9187 | 745
[8 empty] | 0 |  |  | 0 | 0 |  |  |  | 1 | 2 | 0 | 1 | 0 | 1 | 0 | [17 empty] | 51.7314 | 746
[8 empty] | 0 |  |  | 0 | 0 |  |  |  | 0 | 1 | 0 | 0 | 3 | 1 | 1 | [17 empty] | 36.2447 | 747
[8 empty] | 1 |  |  | 0 | 1 |  |  |  | 1 | 0 | 0 | 0 | 1 | 0 | 1 | [17 empty] | 36.4776 | 748
[8 empty] | 0 |  |  | 0 | 0 |  |  |  | 0 | 0 | 0 | 0 | 0 | 0 | 0 | [17 empty] | 31.0388 | 749
[8 empty] | 1 |  |  | 0 | 1 |  |  |  | 0 | 1 | 0 | 0 | 0 | 0 | 0 | [17 empty] | 38.6252 | 750
[8 empty] | 0 |  |  | 0 | 0 |  |  |  | 0 | 1 | 0 | 1 | 1 | 0 | 1 | [17 empty] | 35.0767 | 751
[8 empty] | 0 |  |  | 0 | 2 |  |  |  | 0 | 2 | 0 | 0 | 0 | 0 | 0 | [17 empty] | 33.5582 | 752
[8 empty] | 2 |  |  | 0 | 0 |  |  |  | 1 | 0 | 0 | 2 | 0 | 0 | 0 | [17 empty] | 48.8862 | 753
[8 empty] | 0 |  |  | 0 | 0 |  |  |  | 0 | 1 | 0 | 0 | 2 | 0 | 1 | [17 empty] | 12.2137 | 754
[8 empty] | 0 |  |  |  | 0 |  |  |  | 0 | 1 | 0 | 1 | 1 | 0 | 1 | [17 empty] | 30.0785 | 755
[8 empty] | 0 |  |  |  | 0 |  |  |  | 0 | 0 | 0 | 0 | 1 | 0 | 2 | [17 empty] | 30.6603 | 756
[8 empty] | 1 |  |  |  | 1 |  |  |  | 0 | 1 | 0 | 0 | 0 | 1 | 0 | [17 empty] | 15.7134 | 757
[8 empty] | 0 |  |  |  | 0 |  |  |  | 0 | 1 | 0 | 1 | 1 | 1 | 0 | [17 empty] | 25.1415 | 758
[8 empty] | 0 |  |  |  | 0 |  |  |  | 0 | 1 | 0 | 1 | 2 | 0 | 0 | [17 empty] | 26.189 | 759
[8 empty] | 0 |  |  |  | 0 |  |  |  | 0 | 2 | 0 | 0 | 0 | 1 | 0 | [17 empty] | 27.3649 | 760
[8 empty] | 1 |  |  |  | 0 |  |  |  | 0 | 2 | 1 | 0 | 1 | 0 | 1 | [17 empty] | 19.149 | 761
[8 empty] | 0 |  |  |  | 0 |  |  |  | 1 | 0 | 0 | 0 | 1 | 0 | 1 | [17 empty] | 19.9916 | 762
[8 empty] | 0 | [7 empty] | 1 | 0 | 0 | 0 | 0 | 0 | 0 | [17 empty] | 20.9512 | 763
[8 empty] | 0 | [7 empty] | 0 | 1 | 1 | 2 | 0 | 0 | 1 | [17 empty] | 33.0001 | 764
[8 empty] | 1 | [7 empty] | 0 | 0 | 0 | 1 | 1 | 1 | 1 | [17 empty] | 30.6603 | 765
[8 empty] | 1 | [7 empty] | 0 | 2 | 0 | 0 | 0 | 1 | 0 | [17 empty] | 38.187 | 766
[8 empty] | 0 | [7 empty] | 1 | 0 | 0 | 0 | 0 | 1 | 0 | [17 empty] | 20.1278 | 767
[8 empty] | 0 | [7 empty] | 0 | 0 | 0 | 0 | 0 | 0 | 0 | [17 empty] | 21.0354 | 768
[8 empty] | 0 | [7 empty] | 0 | 1 | 1 | 0 | 0 | 0 | 0 | [17 empty] | 31.5395 | 769
[8 empty] | 1 | [7 empty] | 0 | 1 | 0 | 0 | 1 | 0 | 0 | [17 empty] | 9.8982 | 770
[8 empty] | 0 | [7 empty] | 0 | 1 | 0 | 0 | 1 | 0 | 0 | [17 empty] | 7.4826 | 771
[8 empty] | 0 | [7 empty] | 0 | 1 | 0 | 1 | 0 | 1 | 0 | [17 empty] | 18.7903 | 772
[8 empty] | 0 | [7 empty] | 0 | 0 | 0 | 0 | 0 | 0 | 0 | [17 empty] | 24.0152 | 773
[8 empty] | 0 | [7 empty] | 0 | 0 | 0 | 0 | 0 | 0 | 0 | [17 empty] | 19.2409 | 774
[8 empty] | 0 | [7 empty] | 0 | 0 | 0 | 0 | 0 | 0 | 0 | [17 empty] | 31.8823 | 775
[8 empty] | 0 | [7 empty] | 0 | 0 | 0 | 0 | 0 | 1 | 2 | [17 empty] | 31.0717 | 776
[8 empty] | 0 | [7 empty] | 0 | 0 | 0 | 0 | 0 | 0 | 0 | [17 empty] | 18.12 | 777
[8 empty] | 0 | [7 empty] | 0 | 1 | 0 | 0 | 1 | 2 | 1 | [17 empty] | 27.0074 | 778
[8 empty] | 2 | [7 empty] | 0 | 1 | 0 | 1 | 0 | 0 | 1 | [17 empty] | 23.0233 | 779
[8 empty] | 0 | [7 empty] | 0 | 1 | 0 | 0 | 1 | 1 | 0 | [17 empty] | 20.1454 | 780
[8 empty] | 1 | [7 empty] | 0 | 0 | 0 | 0 | 1 | 0 | 0 | [17 empty] | 18.6774 | 781
[8 empty] | 0 | [7 empty] | 1 | 1 | 0 | 1 | 1 | 1 | 0 | [17 empty] | 6.9837 | 782
[8 empty] | 1 | [7 empty] | 0 | 2 | 0 | 0 | 2 | 1 | 2 | [17 empty] | 7.6186 | 783
[8 empty] | 0 | [7 empty] | 0 | 0 | 0 | 0 | 0 | 0 | 0 | [17 empty] | 13.4088 | 784
[8 empty] | 0 | [7 empty] | 0 | 0 | 0 | 0 | 0 | 1 | 1 | [17 empty] | 26.189 | 785
[8 empty] | 0 | [7 empty] | 0 | 0 | 0 | 0 | 0 | 1 | 0 | [17 empty] | 14.9652 | 786
[8 empty] | 0 | [7 empty] | 0 | 2 | 0 | 0 | 1 | 0 | 1 | [17 empty] | 16.5404 | 787
[8 empty] | 1 | [7 empty] | 1 | 0 | 1 | 0 | 1 | 1 | 1 | [17 empty] | 8.5866 | 788
[8 empty] | 1 | [7 empty] | 0 | 0 | 0 | 0 | 0 | 1 | 3 | [17 empty] | 19.8402 | 789
[8 empty] | 1 | [7 empty] | 1 | 0 | 0 | 0 | 0 | 1 | 0 | [17 empty] | 6.7585 | 790
[8 empty] | 0 | [7 empty] | 0 | 0 | 1 | 1 | 0 | 0 | 1 | [17 empty] | 18.5111 | 791
[8 empty] | 1 | [7 empty] | 0 | 0 | 1 | 0 | 0 | 0 | 1 | [17 empty] | 10.5636 | 792
[8 empty] | 0 | [7 empty] | 0 | 0 | 0 | 0 | 1 | 0 | 1 | [17 empty] | 23.4879 | 793
[8 empty] | 0 | [7 empty] | 0 | 1 | 0 | 0 | 0 | 0 | 0 | [17 empty] | 13.3554 | 794
[8 empty] | 0 | [7 empty] | 0 | 0 | 0 | 0 | 0 | 0 | 1 | [17 empty] | 10.5341 | 795
[8 empty] | 0 | [7 empty] | 0 | 0 | 0 | 0 | 0 | 0 | 0 | [17 empty] | 20.3324 | 796
[8 empty] | 1 | [7 empty] | 0 | 0 | 0 | 0 | 3 | 0 | 0 | [17 empty] | 12.367 | 797
[8 empty] | 0 | [7 empty] | 0 | 0 | 0 | 0 | 0 | 1 | 0 | [17 empty] | 18.5506 | 798
[8 empty] | 0 | [7 empty] | 0 | 1 | 0 | 1 | 0 | 0 | 0 | [17 empty] | 2.9648 | 799
[8 empty] | 0 | [7 empty] | 0 | 2 | 0 | 0 | 1 | 0 | 0 | [17 empty] | 13.4303 | 800
[8 empty] | 0 | [7 empty] | 0 | 1 | 0 | 0 | 3 | 0 | 1 | [17 empty] | -4.7081 | 801
[8 empty] | 0 | [7 empty] | 0 | 1 | 1 | 0 | 0 | 0 | 0 | [17 empty] | 7.2523 | 802
[8 empty] | 2 | [7 empty] | 0 | 0 | 0 | 0 | 0 | 0 | 1 | [17 empty] | 4.0291 | 803
[8 empty] | 0 | [7 empty] | 0 | 0 | 0 | 0 | 0 | 0 | 1 | [17 empty] | 7.3837 | 804
[8 empty] | 0 | [7 empty] | 0 | 3 | 0 | 0 | 0 | 0 | 1 | [17 empty] | 5.5976 | 805
[8 empty] | 1 | [7 empty] | 0 | 1 | 0 | 1 | 2 | 0 | 0 | [17 empty] | 3.5916 | 806
[8 empty] | 1 | [7 empty] | 0 | 0 | 0 | 0 | 2 | 1 | 0 | [17 empty] | 2.9371 | 807
[8 empty] | 0 | [7 empty] | 0 | 2 | 0 | 0 | 0 | 0 | 1 | [17 empty] | 8.5994 | 808
[8 empty] | 1 | [7 empty] | 1 | 0 | 0 | 0 | 0 | 0 | 0 | [17 empty] | 1.0912 | 809
[8 empty] | 0 | [7 empty] | 0 | 0 | 1 | 0 | 0 | 0 | 0 | [17 empty] | 7.8241 | 810
[8 empty] | 0 | [7 empty] | 0 | 0 | 0 | 0 | 0 | 0 | 1 | [17 empty] | 1.0424 | 811
[8 empty] | 0 | [7 empty] | 1 | 2 | 0 | 0 | 0 | 0 | 0 | [17 empty] | 5.7513 | 812
[8 empty] | 0 | [7 empty] | 0 | 0 | 0 | 0 | 0 | 0 | 0 | [17 empty] | 3.4346 | 813
[8 empty] | 0 | [7 empty] | 0 | 0 | 0 | 0 | 1 | 2 | 0 | [17 empty] | -1.8623 | 814
[8 empty] | 0 | [7 empty] | 0 | 0 | 0 | 0 | 1 | 0 | 0 | [17 empty] | -12.0212 | 815
[8 empty] | 0 | [7 empty] | 0 | 1 | 0 | 0 | 0 | 0 | 0 | [17 empty] | 2.7567 | 816
[8 empty] | 0 | [7 empty] | 0 | 0 | 1 | 0 | 1 | 0 | 0 | [17 empty] | 6.3811 | 817
[8 empty] | 1 | [7 empty] | 0 | 1 | 0 | 1 | 1 | 0 | 0 | [17 empty] | 5.9136 | 818
[8 empty] | 1 | [7 empty] | 1 | 0 | 0 | 0 | 2 | 0 | 0 | [17 empty] | 2.2171 | 819
[8 empty] | 0 | [7 empty] | 0 | 1 | 0 | 0 | 2 | 0 | 0 | [17 empty] | 0 | 820
[8 empty] | 0 | [7 empty] | 0 | 0 | 1 | 0 | 1 | 1 | 0 | [17 empty] | 6.373 | 821
[8 empty] | 1 | [7 empty] | 0 | 1 | 0 | 0 | 0 | 2 | 0 | [17 empty] | 8.2566 | 822
[8 empty] | 1 | [7 empty] | 1 | 0 | 0 | 0 | 0 | 1 | 1 | [17 empty] | 5.2597 | 823
[8 empty] | 0 | [7 empty] | 0 | 0 | 2 | 1 | 2 | 1 | 0 | [17 empty] | -4.2584 | 824
[8 empty] | 0 | [7 empty] | 0 | 1 | 1 | 0 | 2 | 0 | 1 | [17 empty] | 3.3256 | 825
[8 empty] | 0 | [7 empty] | 0 | 0 | 2 | 0 | 2 | 1 | 2 | [17 empty] | 3.5065 | 826
[8 empty] | 0 | [7 empty] | 1 | 0 | 0 | 0 | 5 | 0 | 0 | [17 empty] | -4.0485 | 827
[8 empty] | 0 | [7 empty] | 0 | 0 | 0 | 0 | 0 | 0 | 0 | [17 empty] | -3.4346 | 828
[8 empty] | 0 | [7 empty] | 0 | 0 | 0 | 0 | 2 | 0 | 1 | [17 empty] | 4.2758 | 829
[8 empty] | 1 | [7 empty] | 0 | 0 | 0 | 1 | 1 | 0 | 1 | [17 empty] | 3.416 | 830
[8 empty] | 2 | [7 empty] | 0 | 0 | 0 | 2 | 2 | 2 | 0 | [17 empty] | 2.5655 | 831
[8 empty] | 0 | [7 empty] | 0 | 0 | 1 | 2 | 2 | 0 | 1 | [17 empty] | 2.0341 | 832
[8 empty] | 0 | [7 empty] | 1 | 1 | 0 | 0 | 0 | 0 | 0 | [17 empty] | -3.2399 | 833
[8 empty] | 1 | [7 empty] | 0 | 0 | 0 | 0 | 0 | 0 | 1 | [17 empty] | 7.0424 | 834
[8 empty] | 0 | [7 empty] | 0 | 0 | 0 | 2 | 1 | 0 | 0 | [17 empty] | 16.5133 | 835
[8 empty] | 1 | [7 empty] | 1 | 0 | 1 | 0 | 1 | 0 | 1 | [17 empty] | 3.5814 | 836
[8 empty] | 0 | [7 empty] | 0 | 0 | 1 | 1 | 2 | 0 | 0 | [17 empty] | 3.2233 | 837
[8 empty] | 0 | [7 empty] | 1 | 0 | 0 | 0 | 1 | 0 | 0 | [17 empty] | 5.8742 | 838
[8 empty] | 0 | [7 empty] | 0 | 0 | 1 | 2 | 0 | 0 | 0 | [17 empty] | 8.1983 | 839
[8 empty] | 0 | [7 empty] | 0 | 0 | 2 | 0 | 5 | 1 | 2 | [17 empty] | 0 | 840
[8 empty] | 1 | [7 empty] | 0 | 0 | 0 | 1 | 1 | 0 | 1 | [17 empty] | 0 | 841
[8 empty] | 0 | [7 empty] | 1 | 0 | 1 | 0 | 1 | 0 | 2 | [17 empty] | -4.9104 | 842
[8 empty] | 0 | [7 empty] | 0 | 1 | 2 | 0 | 0 | 0 | 1 | [17 empty] | 4.8952 | 843
[8 empty] | 0 | [7 empty] | 0 | 0 | 1 | 0 | 0 | 0 | 3 | [17 empty] | -2.7689 | 844
[8 empty] | 1 | [7 empty] | 0 | 0 | 1 | 1 | 2 | 1 | 1 | [17 empty] | 1.5872 | 845
[8 empty] | 0 | [7 empty] | 0 | 0 | 2 | 4 | 2 | 1 | 2 | [17 empty] | 0 | 846
[8 empty] | 2 | [7 empty] | 0 | 1 | 0 | 0 | 6 | 0 | 0 | [17 empty] | -5.4184 | 847
[8 empty] | 0 | [7 empty] | 0 | 0 | 0 | 0 | 0 | 2 | 0 | [17 empty] | -7.7597 | 848
[8 empty] | 1 | [7 empty] | 0 | 1 | 1 | 0 | 2 | 0 | 0 | [17 empty] | -6.6162 | 849
[8 empty] | 1 | [7 empty] | 0 | 4 | 0 | 0 | 0 | 0 | 0 | [17 empty] | 0.85168 | 850
[8 empty] | 1 | [7 empty] | 0 | 2 | 2 | 1 | 1 | 2 | 2 | [17 empty] | 0 | 851
[8 empty] | 2 | [7 empty] | 0 | 0 | 1 | 0 | 1 | 1 | 2 | [17 empty] | 3.5511 | 852
[8 empty] | 1 | [7 empty] | 0 | 1 | 1 | 0 | 2 | 1 | 2 | [17 empty] | -11.1245 | 853
[8 empty] | 1 | [7 empty] | 0 | 0 | 0 | 1 | 1 | 1 | 0 | [17 empty] | -6.6967 | 854
[8 empty] | 3 | [7 empty] | 1 | 0 | 1 | 1 | 0 | 0 | 1 | [17 empty] | 0.87662 | 855
[8 empty] | 0 | [7 empty] | 0 | 2 | 2 | 4 | 2 | 0 | 0 | [17 empty] | -1.6965 | 856
[8 empty] | 1 | [7 empty] | 0 | 1 | 0 | 1 | 0 | 1 | 0 | [17 empty] | -0.94375 | 857
[8 empty] | 1 | [7 empty] | 1 | 3 | 1 | 0 | 1 | 0 | 3 | [17 empty] | -7.4164 | 858
[8 empty] | 0 | [7 empty] | 0 | 2 | 0 | 0 | 0 | 0 | 1 | [17 empty] | 0 | 859
[8 empty] | 1 | [7 empty] | 0 | 0 | 0 | 1 | 1 | 1 | 0 | [17 empty] | 7.9966 | 860
[8 empty] | 3 | [7 empty] | 3 | 2 | 0 | 0 | 2 | 0 | 0 | [17 empty] | -7.9227 | 861
[8 empty] | 1 | [7 empty] | 0 | 0 | 4 | 1 | 1 | 1 | 1 | [17 empty] | -1.9581 | 862
[8 empty] | 1 | [7 empty] | 0 | 0 | 0 | 1 | 0 | 2 | 2 | [17 empty] | 6.0147 | 863
[8 empty] | 1 | [7 empty] | 2 | 0 | 0 | 0 | 0 | 0 | 0 | [17 empty] | -4.311 | 864
[8 empty] | 1 | [7 empty] | 0 | 1 | 0 | 0 | 0 | 2 | 3 | [17 empty] | -1.022 | 865
[8 empty] | 1 | [7 empty] | 0 | 0 | 0 | 0 | 0 | 0 | 2 | [17 empty] | -2.5242 | 866
[8 empty] | 0 | [7 empty] | 0 | 2 | 1 | 2 | 2 | 1 | 1 | [17 empty] | -4.1488 | 867
[8 empty] | 1 | [7 empty] | 1 | 0 | 1 | 1 | 2 | 2 | 1 | [17 empty] | 8.3066 | 868
[8 empty] | 0 | [7 empty] | 0 | 2 | 1 | 0 | 1 | 1 | 2 | [17 empty] | -1.6761 | 869
[8 empty] | 0 | [7 empty] | 0 | 1 | 0 | 2 | 0 | 0 | 2 | [17 empty] | 8.1983 | 870
[8 empty] | 0 | [7 empty] | 1 | 0 | 0 | 0 | 1 | 0 | 3 | [17 empty] | 4.3467 | 871
[8 empty] | 0 | [7 empty] | 1 | 0 | 0 | 0 | 1 | 0 | 0 | [17 empty] | -2.555 | 872
[8 empty] | 0 | [7 empty] | 1 | 0 | 0 | 0 | 1 | 2 | 1 | [17 empty] | 2.2528 | 873
[8 empty] | 1 | [7 empty] | 0 | 2 | 1 | 0 | 2 | 0 | 0 | [17 empty] | 4.2584 | 874
[8 empty] | 0 | [7 empty] | 0 | 2 | 0 | 3 | 2 | 2 | 1 | [17 empty] | 1.0321 | 875
[8 empty] | 0 | [7 empty] | 0 | 2 | 0 | 3 | 1 | 0 | 1 | [17 empty] | -2.7209 | 876
[8 empty] | 3 | [7 empty] | 0 | 3 | 1 | 0 | 0 | 0 | 1 | [17 empty] | 0.79361 | 877
[8 empty] | 0 | [7 empty] | 0 | 1 | 0 | 0 | 2 | 1 | 0 | [17 empty] | -7.3698 | 878
[8 empty] | 2 | [7 empty] | 0 | 1 | 0 | 0 | 2 | 0 | 2 | [17 empty] | 0.97447 | 879
[8 empty] | 1 | [7 empty] | 0 | 0 | 1 | 1 | 1 | 2 | 1 | [17 empty] | 6.4607 | 880
[8 empty] | 1 | [7 empty] | 0 | 2 | 0 | 0 | 1 | 0 | 0 | [17 empty] | -6.3489 | 881
[8 empty] | 1 | [7 empty] | 0 | 1 | 0 | 1 | 2 | 1 | 1 | [17 empty] | 0.89535 | 882
[8 empty] | 1 | [7 empty] | 0 | 2 | 0 | 1 | 2 | 1 | 0 | [17 empty] | 6.4136 | 883
[8 empty] | 1 | [7 empty] | 0 | 0 | 0 | 1 | 0 | 0 | 1 | [17 empty] | 4.7258 | 884
[8 empty] | 0 | [7 empty] | 0 | 1 | 1 | 1 | 1 | 1 | 0 | [17 empty] | 1.7606 | 885
[8 empty] | 1 | [7 empty] | 0 | 0 | 1 | 0 | 1 | 0 | 0 | [17 empty] | -1.0121 | 886
[8 empty] | 1 | [7 empty] | 0 | 1 | 0 | 1 | 0 | 1 | 1 | [17 empty] | 1.7033 | 887
[8 empty] | 1 | [7 empty] | 0 | 2 | 0 | 0 | 0 | 1 | 1 | [17 empty] | 0 | 888
[8 empty] | 3 | [7 empty] | 0 | 2 | 0 | 1 | 1 | 0 | 0 | [17 empty] | -2.9371 | 889
[8 empty] | 1 | [7 empty] | 0 | 2 | 3 | 1 | 1 | 0 | 0 | [17 empty] | 0.80273 | 890
[8 empty] | 2 | [7 empty] | 0 | 2 | 2 | 1 | 1 | 2 | 0 | [17 empty] | -6.1925 | 891
[8 empty] | 2 | [7 empty] | 0 | 4 | 1 | 0 | 0 | 0 | 1 | [17 empty] | 3.4488 | 892
[8 empty] | 1 | [7 empty] | 1 | 1 | 1 | 0 | 1 | 0 | 1 | [17 empty] | -1.6497 | 893
[8 empty] | 1 | [7 empty] | 1 | 1 | 0 | 0 | 0 | 0 | 0 | [17 empty] | 1.027 | 894
[8 empty] | 1 | [7 empty] | 0 | 1 | 2 | 1 | 0 | 2 | 0 | [17 empty] | 1.9672 | 895
[8 empty] | 1 | [7 empty] | 1 | 2 | 1 | 1 | 1 | 0 | 1 | [17 empty] | 5.8198 | 896
[8 empty] | 2 | [7 empty] | 0 | 2 | 3 | 0 | 0 | 0 | 1 | [17 empty] | -3.7247 | 897
[8 empty] | 0 | [7 empty] | 0 | 1 | 0 | 1 |  | 2 | 1 | [17 empty] | -2.5973 | 898
[8 empty] | 3 | [7 empty] | 1 | 2 | 0 | 0 |  | 2 | 1 | [17 empty] | 3.2567 | 899
[8 empty] | 0 | [7 empty] | 1 | 2 | 2 |  |  | 0 | 1 | [17 empty] | -3.0924 | 900
[8 empty] | 0 | [7 empty] | 0 | 1 | 0 |  |  | 2 | 0 | [17 empty] | 3.3388 | 901
[8 empty] | 2 | [7 empty] | 1 | 1 | 3 |  |  | 1 | 0 | [17 empty] | -1.0372 | 902
[8 empty] | 0 | [7 empty] | 2 | 1 | 0 |  |  | 2 | 2 | [17 empty] | 0 | 903
[8 empty] | 0 | [7 empty] | 0 | 0 | 1 |  |  | 0 | [18 empty] | 0.85168 | 904
[8 empty] | 1 | [7 empty] | 0 | 0 | 2 |  |  | 0 | [18 empty] | -1.0424 | 905
[8 empty] | 1 | [7 empty] | 0 | 1 |  |  |  | 1 | [18 empty] | 1.5182 | 906
[8 empty] | 2 | [7 empty] | 0 | 0 |  |  |  | 1 | [18 empty] | -1.1085 | 907
[8 empty] | 2 | [7 empty] | 0 | 0 |  |  |  | 0 | [18 empty] | 0.8803 | 908
[8 empty] | 0 | [7 empty] | 0 | 1 |  |  |  | 0 | [18 empty] | 2.6189 | 909
[8 empty] | 1 | [8 empty] | 0 |  |  |  | 3 | [18 empty] | -6.1621 | 910
[8 empty] | 1 | [8 empty] | 3 |  |  |  | 0 | [18 empty] | 1.7315 | 911
[8 empty] | 1 | [8 empty] | 1 |  |  |  | 0 | [18 empty] | 0 | 912
[8 empty] | 0 | [8 empty] | 2 |  |  |  | 0 | [18 empty] | -3.6279 | 913
[8 empty] | 1 | [8 empty] | 1 |  |  |  | 1 | [18 empty] | -4.6766 | 914
[8 empty] | 1 | [8 empty] | 0 |  |  |  | 0 | [18 empty] | -4.0485 | 915
[8 empty] | 2 | [8 empty] | 1 |  |  |  | 0 | [18 empty] | -4.6558 | 916
[8 empty] | 1 | [8 empty] | 0 |  |  |  | 1 | [18 empty] | -4.311 | 917
[8 empty] | 2 | [8 empty] | 0 |  |  |  | 0 | [18 empty] | -0.96549 | 918
[8 empty] | 1 | [8 empty] | 0 |  |  |  | 0 | [18 empty] | -4.8952 | 919
[8 empty] | 1 | [8 empty] | 0 |  |  |  | 1 | [18 empty] | 2.5141 | 920
[8 empty] | 3 | [8 empty] | 3 |  |  |  | 2 | [18 empty] | 5.2641 | 921
[8 empty] | 0 | [8 empty] | 1 |  |  |  | 0 | [18 empty] | -4.092 | 922
[8 empty] | 0 | [12 empty] | 0 | [18 empty] | -1.1575 | 923
[8 empty] | 1 | [31 empty] | 1.5182 | 924
[40 empty] | 8.2811 | 925
[40 empty] | -4.0485 | 926
[40 empty] | 4.7616 | 927
[40 empty] | -5.3721 | 928
[40 empty] | 6.4798 | 929
[40 empty] | -5.5764 | 930
[40 empty] | 5.2907 | 931
[40 empty] | 0 | 932
[40 empty] | -4.6387 | 933
[40 empty] | 4.0098 | 934
[40 empty] | 0.84481 | 935
[40 empty] | -0.87662 | 936
[40 empty] | 1.1325 | 937
[40 empty] | -1.7387 | 938
[40 empty] | 0 | 939
[40 empty] | -1.931 | 940
[40 empty] | 0.84823 | 941
[40 empty] | 9.7196 | 942
[40 empty] | -4.5546 | 943
[40 empty] | -0.8314 | 944
[40 empty] | -2.044 | 945
[40 empty] | 0 | 946
[40 empty] | 0 | 947
[40 empty] | 7.4826 | 948
[40 empty] | 2.5141 | 949
[40 empty] | 0.92705 | 950
[40 empty] | 0 | 951
[40 empty] | -9.6549 | 952
[40 empty] | -1.9134 | 953
[40 empty] | -0.89919 | 954
[40 empty] | 6.2854 | 955
[40 empty] | -3.9161 | 956
[40 empty] | -0.78469 | 957
[40 empty] | 7.0509 | 958
[40 empty] | -0.89154 | 959
[40 empty] | 0.81522 | 960
[40 empty] | 2.2773 | 961
[40 empty] | 1.5349 | 962
[40 empty] | 4.5349 | 963
[40 empty] | 0.93117 | 964
[40 empty] | 0.84481 | 965
[40 empty] | 8.9365 | 966
[40 empty] | 4.6766 | 967
[40 empty] | -3.5511 | 968
[40 empty] | 2.1938 | 969
[40 empty] | -6.1171 | 970
[40 empty] | -3.1905 | 971
[40 empty] | 4.4768 | 972
[40 empty] | 3.1987 | 973
[40 empty] | 5.4561 | 974
[40 empty] | -1.8378 | 975
[40 empty] | 3.6123 | 976
[40 empty] | 0 | 977
[40 empty] | 0 | 978
[40 empty] | -0.96549 | 979
[40 empty] | -2.3808 | 980
[40 empty] | 1.5019 | 981
[40 empty] | 4.8275 | 982
[40 empty] | 0.91891 | 983
[40 empty] | -0.84481 | 984
[40 empty] | 4.7401 | 985
[40 empty] | 0.84823 | 986
[40 empty] | 0 | 987
[40 empty] | -0.82811 | 988
[40 empty] | 4.6047 | 989
[40 empty] | -1.0635 | 990
[40 empty] | 3.3929 | 991
[40 empty] | 2.4457 | 992
[40 empty] | -3.2068 | 993
[40 empty] | 0 | 994
[40 empty] | -2.1824 | 995
[40 empty] | -0.8314 | 996
[40 empty] | -5.2597 | 997
[40 empty] | -2.0049 | 998
[40 empty] | 3.5212 | 999
[40 empty] | 0 | 1000
[40 empty] | -5.1604 | 1001
[40 empty] | 0.85168 | 1002
[40 empty] | -1.0372 | 1003
[40 empty] | 2.7811 | 1004
[40 empty] | 0 | 1005
[40 empty] | -5.4846 | 1006
[40 empty] | 1.7244 | 1007
[40 empty] | -1.6828 | 1008
[40 empty] | 1.0969 | 1009
[40 empty] | 0.79061 | 1010
[40 empty] | -5.9184 | 1011
[40 empty] | -3.3256 | 1012
[40 empty] | 0 | 1013
[40 empty] | 3.1427 | 1014
[40 empty] | 1.7315 | 1015
[40 empty] | 3.2865 | 1016
[40 empty] | -1.0744 | 1017
[40 empty] | 0.91891 | 1018
[40 empty] | -2.806 | 1019
[40 empty] | -2.3366 | 1020
[40 empty] | -1.7459 | 1021
[40 empty] | 4.5745 | 1022
[40 empty] | 3.6596 | 1023
[40 empty] | 5.8663 | 1024
[40 empty] | 2.2408 | 1025
[40 empty] | -5.2597 | 1026
[40 empty] | 0 | 1027
[40 empty] | 1.5293 | 1028
[40 empty] | -1.6896 | 1029
[40 empty] | -1.9047 | 1030
[40 empty] | -0.8803 | 1031
[40 empty] | 1.8541 | 1032
[40 empty] | 2.0642 | 1033
[40 empty] | -5.9861 | 1034
[40 empty] | -1.027 | 1035
[40 empty] | -0.82811 | 1036
[40 empty] | 2.4362 | 1037
[40 empty] | 1.0372 | 1038
[40 empty] | 4.5745 | 1039
[40 empty] | 0 | 1040
[40 empty] | 0 | 1041
[40 empty] | -5.3266 | 1042
[40 empty] | -1.08 | 1043
[40 empty] | -0.85866 | 1044
[40 empty] | 1.8298 | 1045
[40 empty] | 2.0847 | 1046
[40 empty] | -0.86219 | 1047
[40 empty] | 3.1744 | 1048
[40 empty] | -3.0511 | 1049
[40 empty] | 4.2071 | 1050
[40 empty] | 7.0622 | 1051
[40 empty] | -1.6304 | 1052
[40 empty] | 2.7811 | 1053
[40 empty] | 1.0073 | 1054
[40 empty] | 2.7811 | 1055
[40 empty] | 0 | 1056
[40 empty] | -5.2378 | 1057
[40 empty] | 1.4301 | 1058
[40 empty] | 0 | 1059
[40 empty] | 2.6633 | 1060
[40 empty] | -5.6844 | 1061
[40 empty] | 3.0364 | 1062
[40 empty] | 0 | 1063
[40 empty] | 3.4774 | 1064
[40 empty] | 0 | 1065
[40 empty] | -4.4577 | 1066
[40 empty] | 1.9765 | 1067
[40 empty] | 3.5361 | 1068
[40 empty] | 7.1323 | 1069
[40 empty] | -2.1711 | 1070
[40 empty] | 1.7984 | 1071
[40 empty] | 2.5242 | 1072
[40 empty] | -3.2233 | 1073
[40 empty] | -2.5041 | 1074
[40 empty] | -2.2898 | 1075
[40 empty] | 2.6189 | 1076
[40 empty] | 0.70781 | 1077
[40 empty] | 2.8186 | 1078
[40 empty] | -4.3831 | 1079
[40 empty] | 0 | 1080
[40 empty] | -3.3081 | 1081
[40 empty] | -3.5968 | 1082
[40 empty] | -1.8541 | 1083
[40 empty] | -2.5344 | 1084
[40 empty] | 3.4774 | 1085
[40 empty] | 0 | 1086
[40 empty] | 0 | 1087
[40 empty] | -0.84142 | 1088
[40 empty] | -2.2408 | 1089
[40 empty] | 0.82485 | 1090
[40 empty] | 0 | 1091
[40 empty] | -5.1519 | 1092
[40 empty] | 3.7818 | 1093
[40 empty] | -2.127 | 1094
[40 empty] | 0.8803 | 1095
[40 empty] | -6.1363 | 1096
[40 empty] | -2.0642 | 1097
[40 empty] | -0.78176 | 1098
[40 empty] | -2.1056 | 1099
[40 empty] | -1.879 | 1100
[40 empty] | 2.4457 | 1101
[40 empty] | 1.1449 | 1102
[40 empty] | 0.85168 | 1103
[40 empty] | -2.576 | 1104
[40 empty] | 1.0372 | 1105
[40 empty] | 0 | 1106
[40 empty] | -1.022 | 1107
[40 empty] | 4.9687 | 1108
[40 empty] | 0 | 1109
[40 empty] | -0.90698 | 1110
[40 empty] | 0.88776 | 1111
[40 empty] | 0 | 1112
[40 empty] | -5.2907 | 1113
[40 empty] | -4.1081 | 1114
[40 empty] | 2.9371 | 1115
[40 empty] | 3.7148 | 1116
[40 empty] | 4.224 | 1117
[40 empty] | -4.3877 | 1118
[40 empty] | -1.8218 | 1119
[40 empty] | 3.6596 | 1120
[40 empty] | 0 | 1121
[40 empty] | 0 | 1122
[40 empty] | 0 | 1123
[40 empty] | 2.3453 | 1124
[40 empty] | 0.88402 | 1125
[40 empty] | -1.9134 | 1126
[40 empty] | 3.3522 | 1127
[40 empty] | -4.224 | 1128
[40 empty] | 2.1599 | 1129
[40 empty] | -1.7606 | 1130
[40 empty] | 0.93952 | 1131
[40 empty] | -1.7103 | 1132
[40 empty] | 4.5946 | 1133
[40 empty] | -5.632 | 1134
[40 empty] | -0.93117 | 1135
[40 empty] | 0 | 1136
[40 empty] | 1.0635 | 1137
[40 empty] | 3.5036 | 1138
[40 empty] | 0.98362 | 1139
[40 empty] | -2.555 | 1140
[40 empty] | 4.1735 | 1141
[40 empty] | -1.1085 | 1142
[40 empty] | 0.97447 | 1143
[40 empty] | 4.3467 | 1144
[40 empty] | -2.4082 | 1145
[40 empty] | 0.8314 | 1146
[40 empty] | -2.9234 | 1147
[40 empty] | -6.4965 | 1148
[40 empty] | 4.9687 | 1149
[40 empty] | -0.99295 | 1150
[40 empty] | -1.7606 | 1151
[40 empty] | -1.5872 | 1152
[40 empty] | -2.2171 | 1153
[40 empty] | -2.3279 | 1154
[40 empty] | -3.3081 | 1155
[40 empty] | 0 | 1156
[40 empty] | 0.86575 | 1157
[40 empty] | 0 | 1158
[40 empty] | -0.84481 | 1159
[40 empty] | -0.72747 | 1160
[40 empty] | 0 | 1161
[40 empty] | 0 | 1162
[40 empty] | -3.2233 | 1163
[40 empty] | -5.1604 | 1164
[40 empty] | 0.85168 | 1165
[40 empty] | 2.8441 | 1166
[40 empty] | 1.7459 | 1167
[40 empty] | 1.5349 | 1168
[40 empty] | -1.9221 | 1169
[40 empty] | 0 | 1170
[40 empty] | 1.0424 | 1171
[40 empty] | -5.1101 | 1172
[40 empty] | 0 | 1173
[40 empty] | 1.0528 | 1174
[40 empty] | -2.8441 | 1175
[40 empty] | 6.5473 | 1176
[40 empty] | 3.0218 | 1177
[40 empty] | 1.7244 | 1178
[40 empty] | 2.0744 | 1179
[40 empty] | -1.5812 | 1180
[40 empty] | -2.3366 | 1181
[40 empty] | -1.0121 | 1182
[40 empty] | 0.89154 | 1183
[40 empty] | 0.81841 | 1184
[40 empty] | -6.5473 | 1185
[40 empty] | 3.9345 | 1186
[40 empty] | 0 | 1187
[40 empty] | -1.7103 | 1188
[40 empty] | 0.85515 | 1189
[40 empty] | 4.7401 | 1190
[40 empty] | 5.2378 | 1191
[40 empty] | -3.6596 | 1192
[40 empty] | 0 | 1193
[40 empty] | 0 | 1194
[40 empty] | 1.027 | 1195
[40 empty] | 0.81206 | 1196
[40 empty] | 0.82485 | 1197
[40 empty] | 5.5135 | 1198
[40 empty] | 0.85168 | 1199
[40 empty] | 0.79361 | 1200
[40 empty] | 1.0689 | 1201
[40 empty] | 0.80893 | 1202
[40 empty] | -1.0372 | 1203
[40 empty] | -4.2758 | 1204
[40 empty] | 0.89535 | 1205
[40 empty] | -1.9953 | 1206
[40 empty] | -0.96106 | 1207
[40 empty] | -1.6828 | 1208
[40 empty] | -1.8218 | 1209
[40 empty] | 0 | 1210
[40 empty] | -0.9149 | 1211
[40 empty] | 0 | 1212
[40 empty] | 0.77886 | 1213
[40 empty] | 2.0744 | 1214
[40 empty] | 0 | 1215
[40 empty] | 0.82811 | 1216
[40 empty] | 2.3944 | 1217
[40 empty] | 5.9376 | 1218
[40 empty] | -3.0364 | 1219
[40 empty] | 0.90698 | 1220
[40 empty] | 1.6828 | 1221
[40 empty] | -3.2567 | 1222
[40 empty] | 2.4457 | 1223
[40 empty] | 0 | 1224
[40 empty] | 2.0642 | 1225
[40 empty] | -0.86219 | 1226
[40 empty] | 1.0635 | 1227
[40 empty] | -2.3541 | 1228
[40 empty] | -2.4457 | 1229
[40 empty] | -0.9149 | 1230
[40 empty] | -0.82811 | 1231
[40 empty] | 1.7459 | 1232
[40 empty] | 0 | 1233
[40 empty] | 2.7935 | 1234
[40 empty] | -1.0856 | 1235
[40 empty] | -3.1865 | 1236
[40 empty] | -3.3657 | 1237
[40 empty] | 2.857 | 1238
[40 empty] | -3.5361 | 1239
[40 empty] | 3.6123 | 1240
[40 empty] | 6.4465 | 1241
[40 empty] | -3.3522 | 1242
[40 empty] | -2.1599 | 1243
[40 empty] | -0.80582 | 1244
[40 empty] | -2.4649 | 1245
[40 empty] | 1.0856 | 1246
[40 empty] | 1.896 | 1247
[40 empty] | -1.6828 | 1248
[40 empty] | 3.3081 | 1249
[40 empty] | 0 | 1250
[40 empty] | -2.054 | 1251
[40 empty] | -1.814 | 1252
[40 empty] | -1.7459 | 1253
[40 empty] | -2.054 | 1254
[40 empty] | -0.86935 | 1255
[40 empty] | 4.5153 | 1256
[40 empty] | -0.98826 | 1257
[40 empty] | 0 | 1258
[40 empty] | -3.1427 | 1259
[40 empty] | 0 | 1260
[40 empty] | 0.91092 | 1261
[40 empty] | 0.90307 | 1262
[40 empty] | 0 | 1263
[40 empty] | -1.879 | 1264
[40 empty] | 2.1599 | 1265
[40 empty] | 2.6521 | 1266
[40 empty] | -2.0642 | 1267
[40 empty] | 0.80273 | 1268
[40 empty] | -1.7244 | 1269
[40 empty] | 0 | 1270
[40 empty] | -0.86935 | 1271
[40 empty] | 0 | 1272
[40 empty] | -1.1144 | 1273
[40 empty] | 2.4082 | 1274
[40 empty] | 0.94802 | 1275
[40 empty] | 2.4268 | 1276
[40 empty] | 0.85866 | 1277
[40 empty] | -0.99295 | 1278
[40 empty] | 2.7689 | 1279
[40 empty] | 2.4175 | 1280
[40 empty] | 1.9765 | 1281
[40 empty] | -0.86219 | 1282
[40 empty] | -2.2054 | 1283
[40 empty] | 3.2233 | 1284
[40 empty] | 0.79966 | 1285
[40 empty] | 2.9234 | 1286
[40 empty] | -1.6497 | 1287
[40 empty] | -0.9149 | 1288
[40 empty] | -1.1386 | 1289
[40 empty] | 2.5041 | 1290
[40 empty] | -2.2773 | 1291
[40 empty] | -0.75636 | 1292
[40 empty] | 0.79361 | 1293
[40 empty] | 2.2528 | 1294
[40 empty] | -0.89919 | 1295
[40 empty] | -0.85515 | 1296
[40 empty] | 1.0969 | 1297
[40 empty] | 0 | 1298
[40 empty] | 0 | 1299
[40 empty] | -0.83471 | 1300
[40 empty] | 0.79361 | 1301
[40 empty] | 0 | 1302
[40 empty] | -0.9149 | 1303
[40 empty] | 0 | 1304
[40 empty] | -1.0073 | 1305
[40 empty] | -1.6304 | 1306
[40 empty] | 2.1379 | 1307
[40 empty] | 4.9687 | 1308
[40 empty] | 5.6371 | 1309
[40 empty] | 1.0321 | 1310
[40 empty] | -5.3721 | 1311
[40 empty] | -1.6179 | 1312
[40 empty] | -1.0476 | 1313
[40 empty] | 1.7387 | 1314
[40 empty] | -1.0073 | 1315
[40 empty] | 0.89919 | 1316
[40 empty] | -2.399 | 1317
[40 empty] | 2.044 | 1318
[40 empty] | -3.8443 | 1319
[40 empty] | 0 | 1320
[40 empty] | 0 | 1321
[40 empty] | 0 | 1322
[40 empty] | 1.896 | 1323
[40 empty] | 1.7984 | 1324
[40 empty] | -0.79061 | 1325
[40 empty] | -3.0511 | 1326
[40 empty] | 1.8623 | 1327
[40 empty] | -1.7033 | 1328
[40 empty] | -1.0528 | 1329
[40 empty] | 0 | 1330
[40 empty] | 2.3409 | 1331
[40 empty] | 2.4942 | 1332
[40 empty] | 1.5577 | 1333
[40 empty] | -2.044 | 1334
[40 empty] | 2.6521 | 1335
[40 empty] | -1.5182 | 1336
[40 empty] | -1.0635 | 1337
[40 empty] | 0 | 1338
[40 empty] | 0 | 1339
[40 empty] | -2.4649 | 1340
[40 empty] | 0 | 1341
[40 empty] | 4.7616 | 1342
[40 empty] | 0.91092 | 1343
[40 empty] | 2.8441 | 1344
[40 empty] | -3.5114 | 1345
[40 empty] | 0 | 1346
[40 empty] | -1.08 | 1347
[40 empty] | -0.88402 | 1348
[40 empty] | 0 | 1349
[40 empty] | 0 | 1350
[40 empty] | -1.6628 | 1351
[40 empty] | 6.5988 | 1352
[40 empty] | 1.0856 | 1353
[40 empty] | 0 | 1354
[40 empty] | -1.9399 | 1355
[40 empty] | 1.8541 | 1356
[40 empty] | -3.2109 | 1357
[40 empty] | -0.95233 | 1358
[40 empty] | -0.86575 | 1359
[40 empty] | -1.9134 | 1360
[40 empty] | 2.1824 | 1361
[40 empty] | 1.6368 | 1362
[40 empty] | 1.0689 | 1363
[40 empty] | -0.85866 | 1364
[40 empty] | 0 | 1365
[40 empty] | -1.0744 | 1366
[40 empty] | 0.87662 | 1367
[40 empty] | -1.8061 | 1368
[40 empty] | 2.1379 | 1369
[40 empty] | 0 | 1370
[40 empty] | 0 | 1371
[40 empty] | 0 | 1372
[40 empty] | -0.80893 | 1373
[40 empty] | -0.99295 | 1374
[40 empty] | -1.6761 | 1375
[40 empty] | 0.86935 | 1376
[40 empty] | 1.0476 | 1377
[40 empty] | 0.79966 | 1378
[40 empty] | -2.0744 | 1379
[40 empty] | 0 | 1380
[40 empty] | -0.89154 | 1381
[40 empty] | 1.0635 | 1382
[40 empty] | -2.5973 | 1383
[40 empty] | 1.6828 | 1384
[40 empty] | -2.3541 | 1385
[40 empty] | 3.4488 | 1386
[40 empty] | 0 | 1387
[40 empty] | -2.7811 | 1388
[40 empty] | 1.7244 | 1389
[40 empty] | -2.9234 | 1390
[40 empty] | 0.89919 | 1391
[40 empty] | 1.7033 | 1392
[40 empty] | -1.0121 | 1393
[40 empty] | 1.5694 | 1394
[40 empty] | -2.0049 | 1395
[40 empty] | 1.7984 | 1396
[40 empty] | -1.4499 | 1397
[40 empty] | -1.1085 | 1398
[40 empty] | -0.90307 | 1399
[40 empty] | -0.78764 | 1400
[40 empty] | 0 | 1401
[40 empty] | -0.77597 | 1402
[40 empty] | 2.315 | 1403
[40 empty] | -0.84142 | 1404
[40 empty] | -0.88402 | 1405
[40 empty] | 0 | 1406
[40 empty] | -0.8314 | 1407
[40 empty] | -0.85866 | 1408
[40 empty] | -1.0912 | 1409
[40 empty] | -1.5635 | 1410
[40 empty] | -2.1488 | 1411
[40 empty] | -1.6694 | 1412
[40 empty] | 0 | 1413
[40 empty] | -1.7755 | 1414
[40 empty] | -1.8623 | 1415
[40 empty] | 0.90307 | 1416
[40 empty] | -1.211 | 1417
[40 empty] | -1.6694 | 1418
[40 empty] | 2.054 | 1419
[40 empty] | 0 | 1420
[40 empty] | 1.6896 | 1421
[40 empty] | 0 | 1422
[40 empty] | -0.89154 | 1423
[40 empty] | -2.6746 | 1424
[40 empty] | -2.0847 | 1425
[40 empty] | 0.80273 | 1426
[40 empty] | 0 | 1427
[40 empty] | 3.6437 | 1428
[40 empty] | 2.3718 | 1429
[40 empty] | -0.98826 | 1430
[40 empty] | -3.7921 | 1431
[40 empty] | -0.79966 | 1432
[40 empty] | -1.1575 | 1433
[40 empty] | 0.89919 | 1434
[40 empty] | -1.0969 | 1435
[40 empty] | 0.82811 | 1436
[40 empty] | -2.5447 | 1437
[40 empty] | -1.9859 | 1438
[40 empty] | 2.0145 | 1439
[40 empty] | 1.7033 | 1440
[40 empty] | 0.98826 | 1441
[40 empty] | 1.5635 | 1442
[40 empty] | 0 | 1443
[40 empty] | 2.2856 | 1444
[40 empty] | -0.86219 | 1445
[40 empty] | 2.2054 | 1446
[40 empty] | -0.91092 | 1447
[40 empty] | -1.6497 | 1448
[40 empty] | 1.1027 | 1449
[40 empty] | 1.7532 | 1450
[40 empty] | 0 | 1451
[40 empty] | -4.2758 | 1452
[40 empty] | -0.8314 | 1453
[40 empty] | 0 | 1454
[40 empty] | 0 | 1455
[40 empty] | 1.5753 | 1456
[40 empty] | 0 | 1457
[40 empty] | 0 | 1458
[40 empty] | 0 | 1459
[40 empty] | 0 | 1460
[40 empty] | 2.6409 | 1461
[40 empty] | 2.0049 | 1462
[40 empty] | 1.8218 | 1463
[40 empty] | -0.74033 | 1464
[40 empty] | -3.3975 | 1465
[40 empty] | 0 | 1466
[40 empty] | -0.94375 | 1467
[40 empty] | -2.8832 | 1468
[40 empty] | 0.90698 | 1469
[40 empty] | 0.87662 | 1470
[40 empty] | 0.86219 | 1471
[40 empty] | -0.79662 | 1472
[40 empty] | -2.2408 | 1473
[40 empty] | 0.82162 | 1474
[40 empty] | 0 | 1475
[40 empty] | 3.7247 | 1476
[40 empty] | 1.6241 | 1477
[40 empty] | 1.9489 | 1478
[40 empty] | -0.91891 | 1479
[40 empty] | -0.85866 | 1480
[40 empty] | 1.0581 | 1481
[40 empty] | 0 | 1482
[40 empty] | -2.0341 | 1483
[40 empty] | -1.6116 | 1484
[40 empty] | -0.83471 | 1485
[40 empty] | 0 | 1486
[40 empty] | -2.8441 | 1487
[40 empty] | -0.77886 | 1488
[40 empty] | 0 | 1489
[40 empty] | -1.6628 | 1490
[40 empty] | 1.0171 | 1491
[40 empty] | -0.86575 | 1492
[40 empty] | 0 | 1493
[40 empty] | 3.1744 | 1494
[40 empty] | -1.0321 | 1495
[40 empty] | -0.88402 | 1496
[40 empty] | 0 | 1497
[40 empty] | 0 | 1498
[40 empty] | -1.0635 | 1499
[40 empty] | -0.85866 | 1500
[40 empty] | 0 | 1501
[40 empty] | 0.94375 | 1502
[40 empty] | 0 | 1503
[40 empty] | -0.89154 | 1504
[40 empty] | 1.1449 | 1505
[40 empty] | 0.81522 | 1506
[40 empty] | -0.96996 | 1507
[40 empty] | 2.6299 | 1508
[40 empty] | 0 | 1509
[40 empty] | -1.0476 | 1510
[40 empty] | 0.85515 | 1511
[40 empty] | 0 | 1512
[40 empty] | 0 | 1513
[40 empty] | 0 | 1514
[40 empty] | -2.9234 | 1515
[40 empty] | 2.6409 | 1516
[40 empty] | 0 | 1517
[40 empty] | 1.0424 | 1518
[40 empty] | -0.96106 | 1519
[40 empty] | 3.5968 | 1520
[40 empty] | 0 | 1521
[40 empty] | 0 | 1522
[40 empty] | 0 | 1523
[40 empty] | 0.83805 | 1524
[40 empty] | 0 | 1525
[40 empty] | 0 | 1526
[40 empty] | -0.85168 | 1527
[40 empty] | 0.82162 | 1528
[40 empty] | 1.0476 | 1529
[40 empty] | 0.80273 | 1530
[40 empty] | 0 | 1531
[40 empty] | 0.89919 | 1532
[40 empty] | -0.86219 | 1533
[40 empty] | -0.94802 | 1534
[40 empty] | 2.686 | 1535
[40 empty] | 1.7315 | 1536
[40 empty] | 0 | 1537
[40 empty] | -0.79662 | 1538
[40 empty] | -1.0025 | 1539
[40 empty] | -0.85866 | 1540
[40 empty] | 0.95233 | 1541
[40 empty] | -0.95233 | 1542
[40 empty] | 0 | 1543
[40 empty] | 0.85515 | 1544
[40 empty] | -1.0969 | 1545
[40 empty] | 0 | 1546
[40 empty] | 1.0121 | 1547
[40 empty] | 1.8541 | 1548
[40 empty] | 0.83805 | 1549
[40 empty] | -0.89535 | 1550
[40 empty] | 0.98362 | 1551
[40 empty] | -0.83805 | 1552
[40 empty] | 0.99768 | 1553
[40 empty] | 0 | 1554
[40 empty] | 0 | 1555
[40 empty] | 1.7103 | 1556
[40 empty] | -0.77027 | 1557
[40 empty] | 1.0581 | 1558
[40 empty] | -0.81841 | 1559
[40 empty] | 0 | 1560
[40 empty] | 1.8623 | 1561
[40 empty] | -0.88402 | 1562
[40 empty] | -3.066 | 1563
[40 empty] | 1.8298 | 1564
[40 empty] | 0.88776 | 1565
[40 empty] | -0.92296 | 1566
[40 empty] | 0.90307 | 1567
[40 empty] | 0.94375 | 1568
[40 empty] | 0 | 1569
[40 empty] | 0 | 1570
[40 empty] | 0 | 1571
[40 empty] | 0.82162 | 1572
[40 empty] | 0 | 1573
[40 empty] | -1.1144 | 1574
[40 empty] | -1.8706 | 1575
[40 empty] | -0.84142 | 1576
[40 empty] | -1.1144 | 1577
[40 empty] | 2.3023 | 1578
[40 empty] | 1.1325 | 1579
[40 empty] | 0 | 1580
[40 empty] | 0 | 1581
[40 empty] | 0.89535 | 1582
[40 empty] | 0.84823 | 1583
[40 empty] | 1.6432 | 1584
[40 empty] | 0 | 1585
[40 empty] | -0.81206 | 1586
[40 empty] | 0 | 1587
[40 empty] | 0.83471 | 1588
[40 empty] | 0.78469 | 1589
[40 empty] | 0 | 1590
[40 empty] | 0.86935 | 1591
[40 empty] | 0 | 1592
[40 empty] | 0.99295 | 1593
[40 empty] | -0.98362 | 1594
[40 empty] | 0.92705 | 1595
[40 empty] | 0 | 1596
[40 empty] | 0 | 1597
[40 empty] | -0.98362 | 1598
[40 empty] | 0 | 1599
[40 empty] | -0.85515 | 1600
[40 empty] | 0 | 1601
[40 empty] | 0 | 1602
[40 empty] | 1.7831 | 1603
[40 empty] | 0 | 1604
[40 empty] | 0.82162 | 1605
[40 empty] | -2.3808 | 1606
[40 empty] | -0.95233 | 1607
[40 empty] | -2.5655 | 1608
[40 empty] | 0 | 1609
[40 empty] | -0.84823 | 1610
[40 empty] | 0 | 1611
[40 empty] | -0.86575 | 1612
[40 empty] | 0 | 1613
[40 empty] | 0.98826 | 1614
[40 empty] | -0.95233 | 1615
[40 empty] | -0.81841 | 1616
[40 empty] | 2.315 | 1617
[40 empty] | 0.86219 | 1618
[40 empty] | 1.0528 | 1619
[40 empty] | -0.84142 | 1620
[40 empty] | 0 | 1621
[40 empty] | 2.9371 | 1622
[40 empty] | 0 | 1623
[40 empty] | 0 | 1624
[40 empty] | -0.98362 | 1625
[40 empty] | 0.71997 | 1626
[40 empty] | -1.0073 | 1627
[40 empty] | -0.80273 | 1628
[40 empty] | 0.83471 | 1629
[40 empty] | -2.1824 | 1630
[40 empty] | 0 | 1631
[40 empty] | 1.8875 | 1632
[40 empty] | 0 | 1633
[40 empty] | 0.86935 | 1634
[40 empty] | -1.1027 | 1635
[40 empty] | 0.79361 | 1636
[40 empty] | 0 | 1637
[40 empty] | 3.3792 | 1638
[40 empty] | 0.87297 | 1639
[40 empty] | 0.91891 | 1640
[40 empty] | 0 | 1641
[40 empty] | 0 | 1642
[40 empty] | -2.3279 | 1643
[40 empty] | 0 | 1644
[40 empty] | 1.6055 | 1645
[40 empty] | 1.022 | 1646
[40 empty] | 0.94375 | 1647
[40 empty] | 0 | 1648
[40 empty] | -2.0744 | 1649
[40 empty] | 1.5753 | 1650
[40 empty] | 0 | 1651
[40 empty] | 0 | 1652
[40 empty] | 1.6965 | 1653
[40 empty] | 0 | 1654
[40 empty] | -0.85866 | 1655
[40 empty] | -0.83805 | 1656
[40 empty] | 1.1449 | 1657
[40 empty] | -2.3453 | 1658
[40 empty] | -1.0969 | 1659
[40 empty] | 0.84142 | 1660
[40 empty] | -1.7831 | 1661
[40 empty] | -1.8875 | 1662
[40 empty] | 0.83471 | 1663
[40 empty] | 0 | 1664
[40 empty] | 0 | 1665
[40 empty] | 3.4206 | 1666
[40 empty] | -1.9859 | 1667
[40 empty] | -0.92705 | 1668
[40 empty] | -0.77311 | 1669
[40 empty] | -1.9581 | 1670
[40 empty] | 0 | 1671
[40 empty] | 0.86575 | 1672
[40 empty] | -1.0321 | 1673
[40 empty] | 0.86935 | 1674
[40 empty] | 1.8875 | 1675
[40 empty] | -0.85515 | 1676
[40 empty] | 0 | 1677
[40 empty] | 0 | 1678
[40 empty] | 0 | 1679
[40 empty] | 0 | 1680
[40 empty] | 1.0689 | 1681
[40 empty] | 0.82485 | 1682
[40 empty] | 0 | 1683
[40 empty] | 0 | 1684
[40 empty] | 1.5933 | 1685
[40 empty] | -1.0635 | 1686
[40 empty] | 0.83471 | 1687
[40 empty] | -0.8803 | 1688
[40 empty] | 0 | 1689
[40 empty] | 1.6628 | 1690
[40 empty] | -2.0951 | 1691
[40 empty] | -0.95233 | 1692
[40 empty] | 0.81206 | 1693
[40 empty] | 1.1027 | 1694
[40 empty] | 1.6116 | 1695
[40 empty] | 0 | 1696
[40 empty] | 0 | 1697
[40 empty] | -0.7591 | 1698
[40 empty] | 0 | 1699
[40 empty] | 0.89919 | 1700
[40 empty] | 0 | 1701
[40 empty] | 0 | 1702
[40 empty] | 0.87297 | 1703
[40 empty] | -0.89535 | 1704
[40 empty] | -1.1512 | 1705
[40 empty] | 0 | 1706
[40 empty] | 1.164 | 1707
[40 empty] | 0 | 1708
[40 empty] | 0 | 1709
[40 empty] | 0 | 1710
[40 empty] | 0 | 1711
[40 empty] | 2.4082 | 1712
[40 empty] | -1.1705 | 1713
[40 empty] | -0.83471 | 1714
[40 empty] | 0 | 1715
[40 empty] | -1.8218 | 1716
[40 empty] | 1.7033 | 1717
[40 empty] | 1.814 | 1718
[40 empty] | 0.92296 | 1719
[40 empty] | 0 | 1720
[40 empty] | 0 | 1721
[40 empty] | 0 | 1722
[40 empty] | 0 | 1723
[40 empty] | 0.88402 | 1724
[40 empty] | 0.80273 | 1725
[40 empty] | 0 | 1726
[40 empty] | -3.1388 | 1727
[40 empty] | -0.84142 | 1728
[40 empty] | 0 | 1729
[40 empty] | 0.75364 | 1730
[40 empty] | 2.4942 | 1731
[40 empty] | 0 | 1732
[40 empty] | 0.75636 | 1733
[40 empty] | 0 | 1734
[40 empty] | 0 | 1735
[40 empty] | 0 | 1736
[40 empty] | 0 | 1737
[40 empty] | 0 | 1738
[40 empty] | -1.0581 | 1739
[40 empty] | 0 | 1740
[40 empty] | 0 | 1741
[40 empty] | -1.1144 | 1742
[40 empty] | 0 | 1743
[40 empty] | 0 | 1744
[40 empty] | 1.0635 | 1745
[40 empty] | 1.6116 | 1746
[40 empty] | 0 | 1747
[40 empty] | -0.86219 | 1748
[40 empty] | 0 | 1749
[40 empty] | 0 | 1750
[40 empty] | 1.8061 | 1751
[40 empty] | -0.85168 | 1752
[40 empty] | -1.164 | 1753
[40 empty] | -0.75094 | 1754
[40 empty] | -1.1837 | 1755
[40 empty] | 0.89154 | 1756
[40 empty] | 0 | 1757
[40 empty] | 2.0642 | 1758
[40 empty] | 0 | 1759
[40 empty] | 0.79361 | 1760
[40 empty] | 1.0171 | 1761
[40 empty] | 0.86575 | 1762
[40 empty] | 0 | 1763
[40 empty] | -0.85515 | 1764
[40 empty] | 0.81841 | 1765
[40 empty] | 0 | 1766
[40 empty] | -0.91891 | 1767
[40 empty] | 0.85515 | 1768
[40 empty] | 1.0171 | 1769
[40 empty] | 0.80582 | 1770
[40 empty] | 0 | 1771
[40 empty] | 0 | 1772
[40 empty] | 0 | 1773
[40 empty] | 0 | 1774
[40 empty] | 0.95233 | 1775
[40 empty] | 0.82485 | 1776
[40 empty] | 1.2397 | 1777
[40 empty] | 1.6694 | 1778
[40 empty] | 1.0856 | 1779
[40 empty] | 0 | 1780
[40 empty] | 0.77027 | 1781
[40 empty] | 1.027 | 1782
[40 empty] | 0 | 1783
[40 empty] | 0.76464 | 1784
[40 empty] | 0 | 1785
[40 empty] | 0 | 1786
[40 empty] | 0 | 1787
[40 empty] | 0 | 1788
[40 empty] | 0 | 1789
[40 empty] | -0.96996 | 1790
[40 empty] | 0 | 1791
[40 empty] | 0.78764 | 1792
[40 empty] | 0 | 1793
[40 empty] | 1.7532 | 1794
[40 empty] | 0.92296 | 1795
[40 empty] | -0.85168 | 1796
[40 empty] | 0 | 1797
[40 empty] | 0 | 1798
[40 empty] | 0 | 1799
[40 empty] | 0 | 1800
[40 empty] | 0 | 1801
[40 empty] | -0.87297 | 1802
[40 empty] | 1.0689 | 1803
[40 empty] | 1.8541 | 1804
[40 empty] | 0 | 1805
[40 empty] | 0.97447 | 1806
[40 empty] | 0 | 1807
[40 empty] | 1.8541 | 1808
[40 empty] | 0 | 1809
[40 empty] | 1.6179 | 1810
[40 empty] | 0 | 1811
[40 empty] | -0.96996 | 1812
[40 empty] | -0.80582 | 1813
[40 empty] | 0 | 1814
[40 empty] | 0.93952 | 1815
[40 empty] | -0.83471 | 1816
[40 empty] | 0 | 1817
[40 empty] | 0 | 1818
[40 empty] | 0 | 1819
[40 empty] | 0.86935 | 1820
[40 empty] | 1.6432 | 1821
[40 empty] | 0 | 1822
[40 empty] | -0.92296 | 1823
[40 empty] | 0.77886 | 1824
[40 empty] | 0 | 1825
[40 empty] | 0.78176 | 1826
[40 empty] | 0 | 1827
[40 empty] | 0 | 1828
[40 empty] | -0.86935 | 1829
[40 empty] | 1.022 | 1830
[40 empty] | -0.90698 | 1831
[40 empty] | 0 | 1832
[40 empty] | 0 | 1833
[40 empty] | 0 | 1834
[40 empty] | 0.95668 | 1835
[40 empty] | 0 | 1836
[40 empty] | -0.83805 | 1837
[40 empty] | 0 | 1838
[40 empty] | 0 | 1839
[40 empty] | 0.82485 | 1840
[40 empty] | 0 | 1841
[40 empty] | 0.87297 | 1842
[40 empty] | -1.896 | 1843
[40 empty] | -0.89154 | 1844
[40 empty] | -0.85515 | 1845
[40 empty] | -0.93117 | 1846
[40 empty] | 0 | 1847
[40 empty] | 0 | 1848
[40 empty] | 0 | 1849
[40 empty] | 0.85168 | 1850
[40 empty] | 0 | 1851
[40 empty] | 0.9149 | 1852
[40 empty] | -0.75364 | 1853
[40 empty] | -1.0372 | 1854
[40 empty] | -2.6633 | 1855
[40 empty] | 0.8314 | 1856
[40 empty] | 0 | 1857
[40 empty] | 0.93532 | 1858
[40 empty] | 0 | 1859
[40 empty] | 0 | 1860
[40 empty] | 0 | 1861
[40 empty] | -1.1512 | 1862
[40 empty] | 0 | 1863
[40 empty] | 0 | 1864
[40 empty] | 0 | 1865
[40 empty] | 0.78469 | 1866
[40 empty] | 0 | 1867
[40 empty] | 0 | 1868
[40 empty] | -0.78764 | 1869
[40 empty] | 0 | 1870
[40 empty] | 0.86219 | 1871
[40 empty] | 0.84823 | 1872
[40 empty] | 0 | 1873
[40 empty] | -0.85515 | 1874
[40 empty] | 0 | 1875
[40 empty] | 0 | 1876
[40 empty] | 0 | 1877
[40 empty] | 0 | 1878
[40 empty] | -0.83471 | 1879
[40 empty] | -1.6497 | 1880
[40 empty] | 0 | 1881
[40 empty] | 0 | 1882
[40 empty] | 3.1271 | 1883
[40 empty] | 0 | 1884
[40 empty] | 0.94375 | 1885
[40 empty] | -0.95668 | 1886
[40 empty] | 0 | 1887
[40 empty] | 0 | 1888
[40 empty] | 0 | 1889
[40 empty] | 0 | 1890
[40 empty] | 0 | 1891
[40 empty] | 0 | 1892
[40 empty] | 0 | 1893
[40 empty] | 0.96106 | 1894
[40 empty] | 1.8541 | 1895
[40 empty] | -0.85515 | 1896
[40 empty] | 0 | 1897
[40 empty] | -1.7984 | 1898
[40 empty] | 0 | 1899
[40 empty] | 0 | 1900
[40 empty] | 0.81841 | 1901
[40 empty] | 0 | 1902
[40 empty] | 0 | 1903
[40 empty] | -0.83471 | 1904
[40 empty] | 0 | 1905
[40 empty] | 0.8314 | 1906
[40 empty] | 0 | 1907
[40 empty] | -0.95233 | 1908
[40 empty] | 0 | 1909
[40 empty] | -0.99768 | 1910
[40 empty] | 0.88402 | 1911
[40 empty] | 1.6965 | 1912
[40 empty] | 0 | 1913
[40 empty] | 0.77311 | 1914
[40 empty] | 0 | 1915
[40 empty] | 0 | 1916
[40 empty] | 0.86575 | 1917
[40 empty] | -1.0121 | 1918
[40 empty] | 0 | 1919
[40 empty] | 0 | 1920
[40 empty] | 0 | 1921
[40 empty] | 0 | 1922
[40 empty] | 0 | 1923
[40 empty] | 0 | 1924
[40 empty] | 0 | 1925
[40 empty] | 0 | 1926
[40 empty] | 0 | 1927
[40 empty] | 0 | 1928
[40 empty] | 0 | 1929
[40 empty] | 0 | 1930
[40 empty] | 0 | 1931
[40 empty] | 0 | 1932
[40 empty] | 0 | 1933
[40 empty] | 0 | 1934
[40 empty] | 0 | 1935
[40 empty] | 0 | 1936
[40 empty] | 0 | 1937
[40 empty] | 0 | 1938
[40 empty] | 0 | 1939
[40 empty] | 0 | 1940
[40 empty] | 0 | 1941
[40 empty] | 0 | 1942
[40 empty] | 0 | 1943
[40 empty] | 0 | 1944
[40 empty] | 0 | 1945
[40 empty] | 0 | 1946
[40 empty] | 0 | 1947
[40 empty] | 0 | 1948
[40 empty] | 0 | 1949
[40 empty] | 0 | 1950
[40 empty] | 0 | 1951
[40 empty] | 0 | 1952
[40 empty] | 0 | 1953
[40 empty] | 0 | 1954
[40 empty] | 0 | 1955
[40 empty] | 0 | 1956
[40 empty] | 0 | 1957
[40 empty] | 0 | 1958
[40 empty] | 0 | 1959
[40 empty] | 0 | 1960
[40 empty] | 0 | 1961
[40 empty] | 0 | 1962
[40 empty] | 0 | 1963
[40 empty] | 0 | 1964
[40 empty] | 0 | 1965
[40 empty] | 0 | 1966
[40 empty] | 0 | 1967
[40 empty] | 0 | 1968
[40 empty] | 0 | 1969
[40 empty] | 0 | 1970
[40 empty] | 0 | 1971
[40 empty] | 0 | 1972
[40 empty] | 0 | 1973
[40 empty] | 0 | 1974
[40 empty] | 0 | 1975
[40 empty] | 0 | 1976
[40 empty] | 0 | 1977
[40 empty] | 0 | 1978
[40 empty] | 0 | 1979
[40 empty] | 0 | 1980
[40 empty] | 0 | 1981
[40 empty] | 0 | 1982
[40 empty] | 0 | 1983
[40 empty] | 0 | 1984
[40 empty] | 0 | 1985
[40 empty] | 0 | 1986
[40 empty] | 0 | 1987
[40 empty] | 0 | 1988
[40 empty] | 0 | 1989
[40 empty] | 0 | 1990
[40 empty] | 0 | 1991
[40 empty] | 0 | 1992
[40 empty] | 0 | 1993
[40 empty] | 0 | 1994
[40 empty] | 0 | 1995
[40 empty] | 0 | 1996
[40 empty] | 0 | 1997
[40 empty] | 0 | 1998
[40 empty] | 0 | 1999
[40 empty] | 0 | 2000
[40 empty] | 0 | 2001
[40 empty] | 0 | 2002
[40 empty] | 0 | 2003
[40 empty] | 0 | 2004
[40 empty] | 0 | 2005
[40 empty] | 0 | 2006
[40 empty] | 0 | 2007
[40 empty] | 0 | 2008
[40 empty] | 0 | 2009
[40 empty] | 0 | 2010
[40 empty] | 0 | 2011
[40 empty] | 0 | 2012
[40 empty] | 0 | 2013
[40 empty] | 0 | 2014
[40 empty] | 0 | 2015
[40 empty] | 0 | 2016
[40 empty] | 0 | 2017
[40 empty] | 0 | 2018
[40 empty] | 0 | 2019
[40 empty] | 0 | 2020
[40 empty] | 0 | 2021
[40 empty] | 0 | 2022
[40 empty] | 0 | 2023
[40 empty] | 0 | 2024
[40 empty] | 0 | 2025
[40 empty] | 0 | 2026
[40 empty] | 0 | 2027
[40 empty] | 0 | 2028
[40 empty] | 0 | 2029
[40 empty] | 0 | 2030
[40 empty] | 0 | 2031
[40 empty] | 0 | 2032
[40 empty] | 0 | 2033
[40 empty] | 0 | 2034
[40 empty] | 0 | 2035
[40 empty] | 0 | 2036
[40 empty] | 0 | 2037
[40 empty] | 0 | 2038
[40 empty] | 0 | 2039
[40 empty] | 0 | 2040
[40 empty] | 0 | 2041
[40 empty] | 0 | 2042
[40 empty] | 0 | 2043
[40 empty] | 0 | 2044
[40 empty] | 0 | 2045
0

## MCNPDATA
1 | 2 | 3 | 4 | 5 | 6 | 7 | 8 | 9 | 10 | 11 | 12 | 13 | 14 | 15 | 16 | 17 | 18 | 19 | 20 | 21 | 22 | 23 | 24 | 25 | 26 | 27 | 28 | 29 | 30 | 31 | 32 | 33 | 34 | 35 | 36 | 37 | 38 | 39 | 40 | 41 | 42 | 43 | 44 | 45 | 46 | 47 | 48 | 49 | 50 | 51 | 52 | 53 | 54 | 55 | 56 | 57 | 58 | 59 | 60 | 61 | 62 | 63 | 64 | 65 | 66 | 67 | 68 | 69 | 70 | 71 | 72 | 73 | 74 | 75 | 76 | 77 | 78 | 79 | 80 | 81 | 82 | 83 | 84 | 85 | 86 | 87 | 88 | 89 | 90 | 91 | 92 | 93 | 94 | 95 | 96 | 97 | 98 | 99 | 100 | 101 | 102 | 103 | 104 | 105 | 106 | 107 | 108 | 109 | 110 | 111 | 112 | 113 | 114 | 115 | 116 | 117 | 118 | 119 | 120 | 121 | 122 | 123 | 124 | 125 | 126 | 127 | 128 | 129 | 130 | 131 | 132 | 133 | 134 | 135 | 136 | 137 | 138 | 139 | 140 | 141 | 142 | 143 | 144 | 145 | 146 | 147 | 148 | 149 | 150 | 151 | 152 | 153 | 154 | 155 | 156 | 157 | 158 | 159 | 160 | 161 | 162 | 163 | 164 | 165 | 166 | 167 | 168 | 169 | 170 | 171 | 172 | 173 | 174 | 175 | 176 | 177
|  |  | Energy | TOFu |  |  |  |  | TOFu name |  |  |  |  | TOFu |  |  |  |  | TOFu name |  |  |  |  | TOFu name |  |  |  |  | TOFu name |  |  |  |  | TOFu name |  |  |  |  | TOFu name |  |  |  |  | TOFu name |  |  |  |  | TOFu name |  |  |  |  | TOFu name |  |  |  |  | TOFu name
|  |  | Scint | TOFOR S1_1 |  |  |  |  | TOFOR S1_1 |  |  |  |  | TOFOR S1_2 |  |  |  |  | TOFOR S1_2 |  |  |  |  | TOFOR S1_3 |  |  |  |  | TOFOR S1_3 |  |  |  |  | TOFOR S1_4 |  |  |  |  | TOFOR S1_4 |  |  |  |  | TOFOR S1_5 |  |  |  |  | TOFOR S1_5 |  |  |  |  | TOFOR S2 |  |  |  |  | TOFOR S2
|  |  | Source P | Top centred |  |  |  |  | Top centred |  |  |  |  | Top centred |  |  |  |  | Top centred |  |  |  |  | Top centred |  |  |  |  | Top centred |  |  |  |  | Top centred |  |  |  |  | Top centred |  |  |  |  | Top centred |  |  |  |  | Top centred |  |  |  |  | Top centred |  |  |  |  | Top centred
List of
Spectra |  |  | MCNP file | F8 tally |  |  |  |  | F8 tally |  |  |  |  | F8 tally |  |  |  |  | F8 tally |  |  |  |  | F8 tally |  |  |  |  | F8 tally |  |  |  |  | F8 tally |  |  |  |  | F8 tally |  |  |  |  | F8 tally |  |  |  |  | F8 tally |  |  |  |  | F8 tally |  |  |  |  | F8 tally
S1_1 1275 TOFu | 5 |  |  | TOFu MCNP |  |  |  |  | TOFu MCNP |  |  |  |  | TOFu MCNP |  |  |  |  | TOFu MCNP |  |  |  |  | TOFu MCNP |  |  |  |  | TOFu MCNP |  |  |  |  | TOFu MCNP |  |  |  |  | TOFu MCNP |  |  |  |  | TOFu MCNP |  |  |  |  | TOFu MCNP |  |  |  |  | TOFu MCNP |  |  |  |  | TOFu MCNP
S1_1 511 TOFu | 10 |  | Name | S1_1 1275 TOFu |  |  |  |  | S1_1 511 TOFu |  |  |  |  | S1_2 1275 TOFu |  |  |  |  | S1_2 511 TOFu |  |  |  |  | S1_3 1275 TOFu |  |  |  |  | S1_3 511 TOFu |  |  |  |  | S1_4 1275 TOFu |  |  |  |  | S1_4 511 TOFu |  |  |  |  | S1_5 1275 TOFu |  |  |  |  | S1_5 511 TOFu |  |  |  |  | S2 511 TOFu |  |  |  |  | S2 1275 TOFu
S1_2 1275 TOFu | 15
S1_2 511 TOFu | 20
S1_3 1275 TOFu | 25 |  |  | 0 | 0 |  |  |  | 0 | 0 |  |  |  | 0 | 0 |  |  |  | 0 | 0 |  |  |  | 0 | 0 |  |  |  | 0 | 0 |  |  |  | 0 | 0 |  |  |  | 0 | 0 |  |  |  | 0 | 0 |  |  |  | 0 | 0 | 0.0921 |  |  | 0 | 0 |  |  |  | 0 | 0
S1_3 511 TOFu | 30 |  |  | 0 | 0 |  |  |  | 0 | 0 |  |  |  | 0 | 0 |  |  |  | 0 | 0 |  |  |  | 0 | 0 |  |  |  | 0 | 0 |  |  |  | 0 | 0 |  |  |  | 0 | 0 |  |  |  | 0 | 0 |  |  |  | 0 | 0 | 0.0004 |  |  | 0 | 0 |  |  |  | 0 | 0
S1_4 1275 TOFu | 35 |  |  | 0 | 0 |  |  |  | 0 | 0 |  |  |  | 0 | 0 |  |  |  | 0 | 0 |  |  |  | 0 | 0 |  |  |  | 0 | 0 |  |  |  | 0 | 0 |  |  |  | 0 | 0 |  |  |  | 0 | 0 |  |  |  | 0 | 0 | 0.0301 |  |  | 0 | 0 |  |  |  | 0 | 0
S1_4 511 TOFu | 40 |  |  | 0 | 0 |  |  |  | 0 | 0 |  |  |  | 0 | 0 |  |  |  | 0 | 0 |  |  |  | 0 | 0 |  |  |  | 0 | 0 |  |  |  | 0 | 0 |  |  |  | 0 | 0 |  |  |  | 0 | 0 |  |  |  | 0 | 0 | 0.0104 |  |  | 0 | 0 |  |  |  | 0 | 0
S1_5 1275 TOFu | 45 |  |  | 0 | 0 |  |  |  | 0 | 0 |  |  |  | 0 | 0 |  |  |  | 0 | 0 |  |  |  | 0 | 0 |  |  |  | 0 | 0 |  |  |  | 0 | 0 |  |  |  | 0 | 0 |  |  |  | 0 | 0 |  |  |  | 0 | 0 | 0.0104 |  |  | 0 | 0 |  |  |  | 0 | 0
S1_5 511 TOFu | 50 |  |  | 0 | 0 |  |  |  | 0 | 0 |  |  |  | 0 | 0 |  |  |  | 0 | 0 |  |  |  | 0 | 0 |  |  |  | 0 | 0 |  |  |  | 0 | 0 |  |  |  | 0 | 0 |  |  |  | 0 | 0 |  |  |  | 0 | 0 | 0.0112 |  |  | 0 | 0 |  |  |  | 0 | 0
S2 511 TOFu | 55 |  |  | 0 | 0 |  |  |  | 0 | 0 |  |  |  | 0 | 0 |  |  |  | 0 | 0 |  |  |  | 0 | 0 |  |  |  | 0 | 0 |  |  |  | 0 | 0 |  |  |  | 0 | 0 |  |  |  | 0 | 0 |  |  |  | 0 | 0 | 0.0118 |  |  | 0 | 0 |  |  |  | 0 | 0
S2 1275 TOFu | 60 |  |  | 0 | 0 |  |  |  | 0 | 0 |  |  |  | 0 | 0 |  |  |  | 0 | 0 |  |  |  | 0 | 0 |  |  |  | 0 | 0 |  |  |  | 0 | 0 |  |  |  | 0 | 0 |  |  |  | 0 | 0 |  |  |  | 0 | 0 | 0.0119 |  |  | 0 | 0 |  |  |  | 0 | 0
unused | 65 |  |  | 0 | 0 |  |  |  | 0 | 0 |  |  |  | 0 | 0 |  |  |  | 0 | 0 |  |  |  | 0 | 0 |  |  |  | 0 | 0 |  |  |  | 0 | 0 |  |  |  | 0 | 0 |  |  |  | 0 | 0 |  |  |  | 0 | 0 | 0.0122 |  |  | 0 | 0 |  |  |  | 0 | 0
unused | 70 |  |  | 0 | 0 |  |  |  | 0 | 0 |  |  |  | 0 | 0 |  |  |  | 0 | 0 |  |  |  | 0 | 0 |  |  |  | 0 | 0 |  |  |  | 0 | 0 |  |  |  | 0 | 0 |  |  |  | 0 | 0 |  |  |  | 0 | 0 | 0.0124 |  |  | 0 | 0 |  |  |  | 0 | 0
unused | 75 |  |  | 0 | 0 |  |  |  | 0 | 0 |  |  |  | 0 | 0 |  |  |  | 0 | 0 |  |  |  | 0 | 0 |  |  |  | 0 | 0 |  |  |  | 0 | 0 |  |  |  | 0 | 0 |  |  |  | 0 | 0 |  |  |  | 0 | 0 | 0.0124 |  |  | 0 | 0 |  |  |  | 0 | 0
|  |  |  | 0 | 0 |  |  |  | 0 | 0 |  |  |  | 0 | 0 |  |  |  | 0 | 0 |  |  |  | 0 | 0 |  |  |  | 0 | 0 |  |  |  | 0 | 0 |  |  |  | 0 | 0 |  |  |  | 0 | 0 |  |  |  | 0 | 0 | 0.0126 |  |  | 0 | 0 |  |  |  | 0 | 0
|  |  |  | 0.1 | 5.8681e-06 |  |  |  | 0.1 | 1.9507e-05 |  |  |  | 0.1 | 7.0281e-06 |  |  |  | 0.1 | 2.2276e-05 |  |  |  | 0.1 | 7.4033e-06 |  |  |  | 0.1 | 2.5667e-05 |  |  |  | 0.1 | 7.8127e-06 |  |  |  | 0.1 | 2.8156e-05 |  |  |  | 0.1 | 9.8939e-06 |  |  |  | 0.1 | 3.6339e-05 | 0.0124 |  |  | 0.1 | 0.0041778 |  |  |  | 0.1 | 0.00057882
|  |  |  | 0.11 | 5.1857e-06 |  |  |  | 0.11 | 1.8916e-05 |  |  |  | 0.11 | 6.3116e-06 |  |  |  | 0.11 | 2.1187e-05 |  |  |  | 0.11 | 6.5845e-06 |  |  |  | 0.11 | 2.5169e-05 |  |  |  | 0.11 | 7.4716e-06 |  |  |  | 0.11 | 2.5698e-05 |  |  |  | 0.11 | 9.2456e-06 |  |  |  | 0.11 | 3.4285e-05 | 0.0128 |  |  | 0.11 | 0.0041057 |  |  |  | 0.11 | 0.00056848
|  |  |  | 0.12 | 4.8787e-06 |  |  |  | 0.12 | 1.8325e-05 |  |  |  | 0.12 | 5.561e-06 |  |  |  | 0.12 | 1.9507e-05 |  |  |  | 0.12 | 6.4139e-06 |  |  |  | 0.12 | 2.212e-05 |  |  |  | 0.12 | 6.5163e-06 |  |  |  | 0.12 | 2.5543e-05 |  |  |  | 0.12 | 7.4375e-06 |  |  |  | 0.12 | 3.3445e-05 | 0.0132 |  |  | 0.12 | 0.0040309 |  |  |  | 0.12 | 0.00056636
|  |  |  | 0.13 | 4.981e-06 |  |  |  | 0.13 | 1.7983e-05 |  |  |  | 0.13 | 4.9469e-06 |  |  |  | 0.13 | 1.9849e-05 |  |  |  | 0.13 | 6.6528e-06 |  |  |  | 0.13 | 2.1996e-05 |  |  |  | 0.13 | 6.8575e-06 |  |  |  | 0.13 | 2.4143e-05 |  |  |  | 0.13 | 7.5057e-06 |  |  |  | 0.13 | 3.0023e-05 | 0.0137 |  |  | 0.13 | 0.0040035 |  |  |  | 0.13 | 0.00055545
|  |  |  | 0.14 | 4.4011e-06 |  |  |  | 0.14 | 1.6023e-05 |  |  |  | 0.14 | 4.6399e-06 |  |  |  | 0.14 | 1.9631e-05 |  |  |  | 0.14 | 5.3563e-06 |  |  |  | 0.14 | 2.044e-05 |  |  |  | 0.14 | 5.6293e-06 |  |  |  | 0.14 | 2.2929e-05 |  |  |  | 0.14 | 7.5739e-06 |  |  |  | 0.14 | 2.9898e-05 | 0.0141 |  |  | 0.14 | 0.0039492 |  |  |  | 0.14 | 0.0005495
|  |  |  | 0.15 | 4.3669e-06 |  |  |  | 0.15 | 1.6023e-05 |  |  |  | 0.15 | 4.9469e-06 |  |  |  | 0.15 | 1.8449e-05 |  |  |  | 0.15 | 5.2881e-06 |  |  |  | 0.15 | 2.0627e-05 |  |  |  | 0.15 | 5.0493e-06 |  |  |  | 0.15 | 2.2214e-05 |  |  |  | 0.15 | 6.8575e-06 |  |  |  | 0.15 | 2.937e-05 | 0.014 |  |  | 0.15 | 0.003895 |  |  |  | 0.15 | 0.0005551
|  |  |  | 0.16 | 3.8211e-06 |  |  |  | 0.16 | 1.428e-05 |  |  |  | 0.16 | 4.8446e-06 |  |  |  | 0.16 | 1.7609e-05 |  |  |  | 0.16 | 4.7763e-06 |  |  |  | 0.16 | 1.8263e-05 |  |  |  | 0.16 | 5.4587e-06 |  |  |  | 0.16 | 2.2214e-05 |  |  |  | 0.16 | 7.6421e-06 |  |  |  | 0.16 | 2.7752e-05 | 0.0144 |  |  | 0.16 | 0.0038546 |  |  |  | 0.16 | 0.00054168
|  |  |  | 0.17 | 3.7187e-06 |  |  |  | 0.17 | 1.3534e-05 |  |  |  | 0.17 | 4.0599e-06 |  |  |  | 0.17 | 1.6334e-05 |  |  |  | 0.17 | 5.4587e-06 |  |  |  | 0.17 | 1.9227e-05 |  |  |  | 0.17 | 5.3563e-06 |  |  |  | 0.17 | 1.9911e-05 |  |  |  | 0.17 | 7.301e-06 |  |  |  | 0.17 | 2.8529e-05 | 0.0147 |  |  | 0.17 | 0.0038079 |  |  |  | 0.17 | 0.00054215
|  |  |  | 0.18 | 3.9234e-06 |  |  |  | 0.18 | 1.5276e-05 |  |  |  | 0.18 | 3.8552e-06 |  |  |  | 0.18 | 1.5369e-05 |  |  |  | 0.18 | 5.0493e-06 |  |  |  | 0.18 | 1.7578e-05 |  |  |  | 0.18 | 4.8787e-06 |  |  |  | 0.18 | 1.8294e-05 |  |  |  | 0.18 | 6.721e-06 |  |  |  | 0.18 | 2.7565e-05 | 0.0147 |  |  | 0.18 | 0.0037797 |  |  |  | 0.18 | 0.00053856
|  |  |  | 0.19 | 4.3328e-06 |  |  |  | 0.19 | 1.3751e-05 |  |  |  | 0.19 | 4.2987e-06 |  |  |  | 0.19 | 1.6116e-05 |  |  |  | 0.19 | 4.2987e-06 |  |  |  | 0.19 | 1.6707e-05 |  |  |  | 0.19 | 5.7316e-06 |  |  |  | 0.19 | 2.0751e-05 |  |  |  | 0.19 | 6.5163e-06 |  |  |  | 0.19 | 2.7472e-05 | 0.0146 |  |  | 0.19 | 0.0037924 |  |  |  | 0.19 | 0.00052706
|  |  |  | 0.2 | 3.4799e-06 |  |  |  | 0.2 | 1.3814e-05 |  |  |  | 0.2 | 4.5716e-06 |  |  |  | 0.2 | 1.5245e-05 |  |  |  | 0.2 | 4.8787e-06 |  |  |  | 0.2 | 1.7454e-05 |  |  |  | 0.2 | 5.561e-06 |  |  |  | 0.2 | 1.9507e-05 |  |  |  | 0.2 | 7.0281e-06 |  |  |  | 0.2 | 2.4485e-05 | 0.0148 |  |  | 0.2 | 0.0037855 |  |  |  | 0.2 | 0.00052937
|  |  |  | 0.21 | 3.8552e-06 |  |  |  | 0.21 | 1.2196e-05 |  |  |  | 0.21 | 4.7763e-06 |  |  |  | 0.21 | 1.5525e-05 |  |  |  | 0.21 | 4.094e-06 |  |  |  | 0.21 | 1.4778e-05 |  |  |  | 0.21 | 4.8787e-06 |  |  |  | 0.21 | 1.8792e-05 |  |  |  | 0.21 | 6.6869e-06 |  |  |  | 0.21 | 2.576e-05 | 0.0151 |  |  | 0.21 | 0.0038152 |  |  |  | 0.21 | 0.00053536
|  |  |  | 0.22 | 3.5481e-06 |  |  |  | 0.22 | 1.1947e-05 |  |  |  | 0.22 | 3.8211e-06 |  |  |  | 0.22 | 1.4374e-05 |  |  |  | 0.22 | 5.0152e-06 |  |  |  | 0.22 | 1.5805e-05 |  |  |  | 0.22 | 5.1857e-06 |  |  |  | 0.22 | 1.7671e-05 |  |  |  | 0.22 | 6.141e-06 |  |  |  | 0.22 | 2.3552e-05 | 0.015 |  |  | 0.22 | 0.0038676 |  |  |  | 0.22 | 0.00052262
|  |  |  | 0.23 | 3.3434e-06 |  |  |  | 0.23 | 1.2911e-05 |  |  |  | 0.23 | 3.5481e-06 |  |  |  | 0.23 | 1.4249e-05 |  |  |  | 0.23 | 4.4693e-06 |  |  |  | 0.23 | 1.68e-05 |  |  |  | 0.23 | 4.7422e-06 |  |  |  | 0.23 | 1.7547e-05 |  |  |  | 0.23 | 6.5504e-06 |  |  |  | 0.23 | 2.4952e-05 | 0.015 |  |  | 0.23 | 0.0039381 |  |  |  | 0.23 | 0.00052861
|  |  |  | 0.24 | 3.4458e-06 |  |  |  | 0.24 | 1.1262e-05 |  |  |  | 0.24 | 4.3669e-06 |  |  |  | 0.24 | 1.3502e-05 |  |  |  | 0.24 | 4.1964e-06 |  |  |  | 0.24 | 1.5556e-05 |  |  |  | 0.24 | 5.6293e-06 |  |  |  | 0.24 | 1.9009e-05 |  |  |  | 0.24 | 7.608e-06 |  |  |  | 0.24 | 2.6227e-05 | 0.0151 |  |  | 0.24 | 0.0040389 |  |  |  | 0.24 | 0.00052258
|  |  |  | 0.25 | 4.3328e-06 |  |  |  | 0.25 | 1.1356e-05 |  |  |  | 0.25 | 3.7528e-06 |  |  |  | 0.25 | 1.3409e-05 |  |  |  | 0.25 | 4.1622e-06 |  |  |  | 0.25 | 1.5867e-05 |  |  |  | 0.25 | 4.8446e-06 |  |  |  | 0.25 | 1.7205e-05 |  |  |  | 0.25 | 7.0281e-06 |  |  |  | 0.25 | 2.6383e-05 | 0.0151 |  |  | 0.25 | 0.0042027 |  |  |  | 0.25 | 0.00053265
|  |  |  | 0.26 | 3.6505e-06 |  |  |  | 0.26 | 1.0951e-05 |  |  |  | 0.26 | 3.6164e-06 |  |  |  | 0.26 | 1.3036e-05 |  |  |  | 0.26 | 4.4693e-06 |  |  |  | 0.26 | 1.6085e-05 |  |  |  | 0.26 | 4.5034e-06 |  |  |  | 0.26 | 1.7889e-05 |  |  |  | 0.26 | 6.1751e-06 |  |  |  | 0.26 | 2.5512e-05 | 0.0154 |  |  | 0.26 | 0.00438 |  |  |  | 0.26 | 0.00052111
|  |  |  | 0.27 | 3.6505e-06 |  |  |  | 0.27 | 1.2102e-05 |  |  |  | 0.27 | 3.514e-06 |  |  |  | 0.27 | 1.4965e-05 |  |  |  | 0.27 | 3.9575e-06 |  |  |  | 0.27 | 1.6551e-05 |  |  |  | 0.27 | 5.1857e-06 |  |  |  | 0.27 | 1.8885e-05 |  |  |  | 0.27 | 6.5845e-06 |  |  |  | 0.27 | 2.8249e-05 | 0.0151 |  |  | 0.27 | 0.0046398 |  |  |  | 0.27 | 0.00050864
|  |  |  | 0.28 | 3.2752e-06 |  |  |  | 0.28 | 1.3191e-05 |  |  |  | 0.28 | 3.6505e-06 |  |  |  | 0.28 | 1.5525e-05 |  |  |  | 0.28 | 3.6164e-06 |  |  |  | 0.28 | 1.6489e-05 |  |  |  | 0.28 | 5.0834e-06 |  |  |  | 0.28 | 2.044e-05 |  |  |  | 0.28 | 5.9363e-06 |  |  |  | 0.28 | 2.8125e-05 | 0.0155 |  |  | 0.28 | 0.004959 |  |  |  | 0.28 | 0.00051448
|  |  |  | 0.29 | 3.1387e-06 |  |  |  | 0.29 | 1.4374e-05 |  |  |  | 0.29 | 3.3093e-06 |  |  |  | 0.29 | 1.5494e-05 |  |  |  | 0.29 | 3.6164e-06 |  |  |  | 0.29 | 1.9258e-05 |  |  |  | 0.29 | 4.2305e-06 |  |  |  | 0.29 | 2.3645e-05 |  |  |  | 0.29 | 5.3904e-06 |  |  |  | 0.29 | 3.2823e-05 | 0.0152 |  |  | 0.29 | 0.0053649 |  |  |  | 0.29 | 0.00050621
|  |  |  | 0.3 | 3.4117e-06 |  |  |  | 0.3 | 1.5556e-05 |  |  |  | 0.3 | 3.9575e-06 |  |  |  | 0.3 | 1.6925e-05 |  |  |  | 0.3 | 4.1281e-06 |  |  |  | 0.3 | 2.1592e-05 |  |  |  | 0.3 | 4.2305e-06 |  |  |  | 0.3 | 2.3427e-05 |  |  |  | 0.3 | 5.9704e-06 |  |  |  | 0.3 | 3.5934e-05 | 0.0154 |  |  | 0.3 | 0.0058758 |  |  |  | 0.3 | 0.00050401
|  |  |  | 0.31 | 3.0023e-06 |  |  |  | 0.31 | 1.6987e-05 |  |  |  | 0.31 | 3.7528e-06 |  |  |  | 0.31 | 1.8107e-05 |  |  |  | 0.31 | 3.787e-06 |  |  |  | 0.31 | 2.2712e-05 |  |  |  | 0.31 | 4.4693e-06 |  |  |  | 0.31 | 2.5107e-05 |  |  |  | 0.31 | 5.9704e-06 |  |  |  | 0.31 | 3.7521e-05 | 0.0155 |  |  | 0.31 | 0.0065334 |  |  |  | 0.31 | 0.00050197
|  |  |  | 0.32 | 2.8317e-06 |  |  |  | 0.32 | 1.8263e-05 |  |  |  | 0.32 | 3.8893e-06 |  |  |  | 0.32 | 2.1747e-05 |  |  |  | 0.32 | 3.4117e-06 |  |  |  | 0.32 | 2.4858e-05 |  |  |  | 0.32 | 3.7528e-06 |  |  |  | 0.32 | 2.7814e-05 |  |  |  | 0.32 | 5.2881e-06 |  |  |  | 0.32 | 4.1192e-05 | 0.0154 |  |  | 0.32 | 0.0073594 |  |  |  | 0.32 | 0.00050761
|  |  |  | 0.33 | 3.207e-06 |  |  |  | 0.33 | 1.8605e-05 |  |  |  | 0.33 | 3.4117e-06 |  |  |  | 0.33 | 2.2027e-05 |  |  |  | 0.33 | 3.5823e-06 |  |  |  | 0.33 | 2.5916e-05 |  |  |  | 0.33 | 4.3328e-06 |  |  |  | 0.33 | 3.0707e-05 |  |  |  | 0.33 | 6.1751e-06 |  |  |  | 0.33 | 4.1628e-05 | 0.0151 |  |  | 0.33 | 0.0081483 |  |  |  | 0.33 | 0.00050481
|  |  |  | 0.34 | 2.4564e-06 |  |  |  | 0.34 | 4.5112e-06 |  |  |  | 0.34 | 3.8211e-06 |  |  |  | 0.34 | 4.2623e-06 |  |  |  | 0.34 | 3.9234e-06 |  |  |  | 0.34 | 5.4446e-06 |  |  |  | 0.34 | 3.8552e-06 |  |  |  | 0.34 | 5.849e-06 |  |  |  | 0.34 | 4.5716e-06 |  |  |  | 0.34 | 1.1636e-05 | 0.0152 |  |  | 0.34 | 0.0031705 |  |  |  | 0.34 | 0.00050509
|  |  |  | 0.35 | 3.3434e-06 |  |  |  | 0.35 | 1.8356e-06 |  |  |  | 0.35 | 3.1729e-06 |  |  |  | 0.35 | 1.6489e-06 |  |  |  | 0.35 | 3.787e-06 |  |  |  | 0.35 | 2.2711e-06 |  |  |  | 0.35 | 4.1281e-06 |  |  |  | 0.35 | 2.1467e-06 |  |  |  | 0.35 | 5.9363e-06 |  |  |  | 0.35 | 3.5467e-06 | 0.0155 |  |  | 0.35 | 0.0021248 |  |  |  | 0.35 | 0.00049918
|  |  |  | 0.36 | 2.8658e-06 |  |  |  | 0.36 | 1.4934e-06 |  |  |  | 0.36 | 3.3776e-06 |  |  |  | 0.36 | 1.8356e-06 |  |  |  | 0.36 | 3.3776e-06 |  |  |  | 0.36 | 2.3023e-06 |  |  |  | 0.36 | 3.7528e-06 |  |  |  | 0.36 | 2.4889e-06 |  |  |  | 0.36 | 5.3222e-06 |  |  |  | 0.36 | 3.2667e-06 | 0.0159 |  |  | 0.36 | 0.001937 |  |  |  | 0.36 | 0.00048995
|  |  |  | 0.37 | 2.627e-06 |  |  |  | 0.37 | 1.3067e-06 |  |  |  | 0.37 | 3.514e-06 |  |  |  | 0.37 | 1.5556e-06 |  |  |  | 0.37 | 3.3434e-06 |  |  |  | 0.37 | 1.6178e-06 |  |  |  | 0.37 | 4.4693e-06 |  |  |  | 0.37 | 2.0534e-06 |  |  |  | 0.37 | 6.6528e-06 |  |  |  | 0.37 | 2.9867e-06 | 0.0156 |  |  | 0.37 | 0.0018253 |  |  |  | 0.37 | 0.00049307
|  |  |  | 0.38 | 2.2176e-06 |  |  |  | 0.38 | 9.6446e-07 |  |  |  | 0.38 | 2.7293e-06 |  |  |  | 0.38 | 1.0578e-06 |  |  |  | 0.38 | 4.0258e-06 |  |  |  | 0.38 | 1.4623e-06 |  |  |  | 0.38 | 3.8211e-06 |  |  |  | 0.38 | 1.5245e-06 |  |  |  | 0.38 | 5.3222e-06 |  |  |  | 0.38 | 2.3956e-06 | 0.0156 |  |  | 0.38 | 0.0017414 |  |  |  | 0.38 | 0.00048536
|  |  |  | 0.39 | 3.0705e-06 |  |  |  | 0.39 | 3.4223e-07 |  |  |  | 0.39 | 3.2752e-06 |  |  |  | 0.39 | 6.5335e-07 |  |  |  | 0.39 | 3.0364e-06 |  |  |  | 0.39 | 8.4002e-07 |  |  |  | 0.39 | 3.4458e-06 |  |  |  | 0.39 | 8.4002e-07 |  |  |  | 0.39 | 4.6058e-06 |  |  |  | 0.39 | 1.5867e-06 | 0.016 |  |  | 0.39 | 0.0015618 |  |  |  | 0.39 | 0.0004848
|  |  |  | 0.4 | 2.5929e-06 |  |  |  | 0.4 | 3.7334e-07 |  |  |  | 0.4 | 2.8658e-06 |  |  |  | 0.4 | 2.4889e-07 |  |  |  | 0.4 | 3.2411e-06 |  |  |  | 0.4 | 6.5335e-07 |  |  |  | 0.4 | 4.1281e-06 |  |  |  | 0.4 | 6.8446e-07 |  |  |  | 0.4 | 5.4587e-06 |  |  |  | 0.4 | 7.1557e-07 | 0.0157 |  |  | 0.4 | 0.001061 |  |  |  | 0.4 | 0.0004854
|  |  |  | 0.41 | 2.5246e-06 |  |  |  | 0.41 | 2.4889e-07 |  |  |  | 0.41 | 3.3776e-06 |  |  |  | 0.41 | 1.8667e-07 |  |  |  | 0.41 | 3.6505e-06 |  |  |  | 0.41 | 0 |  |  |  | 0.41 | 4.094e-06 |  |  |  | 0.41 | 2.8001e-07 |  |  |  | 0.41 | 5.4587e-06 |  |  |  | 0.41 | 3.7334e-07 | 0.0157 |  |  | 0.41 | 0.00061531 |  |  |  | 0.41 | 0.00049546
|  |  |  | 0.42 | 2.7293e-06 |  |  |  | 0.42 | 3.1112e-08 |  |  |  | 0.42 | 2.8999e-06 |  |  |  | 0.42 | 0 |  |  |  | 0.42 | 3.2411e-06 |  |  |  | 0.42 | 1.2445e-07 |  |  |  | 0.42 | 3.2752e-06 |  |  |  | 0.42 | 1.5556e-07 |  |  |  | 0.42 | 5.6975e-06 |  |  |  | 0.42 | 1.8667e-07 | 0.0156 |  |  | 0.42 | 0.00043106 |  |  |  | 0.42 | 0.0004852
|  |  |  | 0.43 | 2.6611e-06 |  |  |  | 0.43 | 0 |  |  |  | 0.43 | 2.5246e-06 |  |  |  | 0.43 | 0 |  |  |  | 0.43 | 3.7528e-06 |  |  |  | 0.43 | 0 |  |  |  | 0.43 | 3.4799e-06 |  |  |  | 0.43 | 6.2224e-08 |  |  |  | 0.43 | 4.9128e-06 |  |  |  | 0.43 | 9.3335e-08 | 0.0157 |  |  | 0.43 | 0.00023368 |  |  |  | 0.43 | 0.00048452
|  |  |  | 0.44 | 2.8999e-06 |  |  |  | 0.44 | 0 |  |  |  | 0.44 | 3.3776e-06 |  |  |  | 0.44 | 0 |  |  |  | 0.44 | 3.3434e-06 |  |  |  | 0.44 | 0 |  |  |  | 0.44 | 3.0023e-06 |  |  |  | 0.44 | 0 |  |  |  | 0.44 | 4.9128e-06 |  |  |  | 0.44 | 6.2224e-08 | 0.0159 |  |  | 0.44 | 0.00010771 |  |  |  | 0.44 | 0.00048356
|  |  |  | 0.45 | 2.4223e-06 |  |  |  | 0.45 | 0 |  |  |  | 0.45 | 2.627e-06 |  |  |  | 0.45 | 0 |  |  |  | 0.45 | 3.0364e-06 |  |  |  | 0.45 | 0 |  |  |  | 0.45 | 3.2411e-06 |  |  |  | 0.45 | 3.1112e-08 |  |  |  | 0.45 | 5.0152e-06 |  |  |  | 0.45 | 3.1112e-08 | 0.0157 |  |  | 0.45 | 3.6265e-05 |  |  |  | 0.45 | 0.00048388
|  |  |  | 0.46 | 2.8658e-06 |  |  |  | 0.46 | 0 |  |  |  | 0.46 | 3.1729e-06 |  |  |  | 0.46 | 0 |  |  |  | 0.46 | 3.3776e-06 |  |  |  | 0.46 | 0 |  |  |  | 0.46 | 3.1046e-06 |  |  |  | 0.46 | 0 |  |  |  | 0.46 | 5.5951e-06 |  |  |  | 0.46 | 0 | 0.016 |  |  | 0.46 | 9.2015e-06 |  |  |  | 0.46 | 0.00047661
|  |  |  | 0.47 | 2.2517e-06 |  |  |  | 0.47 | 0 |  |  |  | 0.47 | 2.5246e-06 |  |  |  | 0.47 | 0 |  |  |  | 0.47 | 3.2752e-06 |  |  |  | 0.47 | 0 |  |  |  | 0.47 | 3.3776e-06 |  |  |  | 0.47 | 0 |  |  |  | 0.47 | 5.561e-06 |  |  |  | 0.47 | 6.2224e-08 | 0.0161 |  |  | 0.47 | 1.0825e-06 |  |  |  | 0.47 | 0.00047438
|  |  |  | 0.48 | 2.627e-06 |  |  |  | 0.48 | 0 |  |  |  | 0.48 | 2.4905e-06 |  |  |  | 0.48 | 0 |  |  |  | 0.48 | 3.6164e-06 |  |  |  | 0.48 | 0 |  |  |  | 0.48 | 4.3328e-06 |  |  |  | 0.48 | 0 |  |  |  | 0.48 | 4.4693e-06 |  |  |  | 0.48 | 0 | 0.016 |  |  | 0.48 | 1.4434e-07 |  |  |  | 0.48 | 0.00048121
|  |  |  | 0.49 | 2.0811e-06 |  |  |  | 0.49 | 0 |  |  |  | 0.49 | 2.627e-06 |  |  |  | 0.49 | 0 |  |  |  | 0.49 | 3.207e-06 |  |  |  | 0.49 | 0 |  |  |  | 0.49 | 3.8893e-06 |  |  |  | 0.49 | 0 |  |  |  | 0.49 | 5.0493e-06 |  |  |  | 0.49 | 0 | 0.016 |  |  | 0.49 | 1.8042e-07 |  |  |  | 0.49 | 0.00048288
|  |  |  | 0.5 | 2.1835e-06 |  |  |  | 0.5 | 0 |  |  |  | 0.5 | 2.7635e-06 |  |  |  | 0.5 | 0 |  |  |  | 0.5 | 3.514e-06 |  |  |  | 0.5 | 0 |  |  |  | 0.5 | 3.9234e-06 |  |  |  | 0.5 | 0 |  |  |  | 0.5 | 5.1175e-06 |  |  |  | 0.5 | 6.2224e-08 | 0.0158 |  |  | 0.5 | 1.4434e-07 |  |  |  | 0.5 | 0.0004876
|  |  |  | 0.51 | 2.2858e-06 |  |  |  | 0.51 | 0 |  |  |  | 0.51 | 3.1729e-06 |  |  |  | 0.51 | 6.2224e-08 |  |  |  | 0.51 | 3.2411e-06 |  |  |  | 0.51 | 6.2224e-08 |  |  |  | 0.51 | 3.3434e-06 |  |  |  | 0.51 | 3.1112e-08 |  |  |  | 0.51 | 4.2646e-06 |  |  |  | 0.51 | 6.2224e-08 | 0.0162 |  |  | 0.51 | 4.5286e-05 |  |  |  | 0.51 | 0.00047881
|  |  |  | 0.52 | 2.354e-06 |  |  |  | 0.52 | 0 |  |  |  | 0.52 | 2.7293e-06 |  |  |  | 0.52 | 0 |  |  |  | 0.52 | 3.1387e-06 |  |  |  | 0.52 | 0 |  |  |  | 0.52 | 4.094e-06 |  |  |  | 0.52 | 0 |  |  |  | 0.52 | 4.4011e-06 |  |  |  | 0.52 | 0 | 0.0161 |  |  | 0.52 | 0 |  |  |  | 0.52 | 0.00047709
|  |  |  | 0.53 | 1.6717e-06 |  |  |  | 0.53 | 0 |  |  |  | 0.53 | 2.5246e-06 |  |  |  | 0.53 | 0 |  |  |  | 0.53 | 2.7635e-06 |  |  |  | 0.53 | 0 |  |  |  | 0.53 | 3.8211e-06 |  |  |  | 0.53 | 0 |  |  |  | 0.53 | 4.8787e-06 |  |  |  | 0.53 | 0 | 0.0161 |  |  | 0.53 | 0 |  |  |  | 0.53 | 0.00047517
|  |  |  | 0.54 | 2.3199e-06 |  |  |  | 0.54 | 0 |  |  |  | 0.54 | 2.5246e-06 |  |  |  | 0.54 | 0 |  |  |  | 0.54 | 2.7293e-06 |  |  |  | 0.54 | 0 |  |  |  | 0.54 | 3.1046e-06 |  |  |  | 0.54 | 0 |  |  |  | 0.54 | 4.9469e-06 |  |  |  | 0.54 | 0 | 0.0164 |  |  | 0.54 | 0 |  |  |  | 0.54 | 0.00047286
|  |  |  | 0.55 | 2.5929e-06 |  |  |  | 0.55 | 0 |  |  |  | 0.55 | 2.6952e-06 |  |  |  | 0.55 | 0 |  |  |  | 0.55 | 3.4458e-06 |  |  |  | 0.55 | 0 |  |  |  | 0.55 | 3.6164e-06 |  |  |  | 0.55 | 0 |  |  |  | 0.55 | 5.0152e-06 |  |  |  | 0.55 | 0 | 0.0164 |  |  | 0.55 | 0 |  |  |  | 0.55 | 0.00047709
|  |  |  | 0.56 | 1.7399e-06 |  |  |  | 0.56 | 0 |  |  |  | 0.56 | 2.8658e-06 |  |  |  | 0.56 | 0 |  |  |  | 0.56 | 3.1046e-06 |  |  |  | 0.56 | 0 |  |  |  | 0.56 | 3.8893e-06 |  |  |  | 0.56 | 0 |  |  |  | 0.56 | 4.981e-06 |  |  |  | 0.56 | 0 | 0.0163 |  |  | 0.56 | 0 |  |  |  | 0.56 | 0.00047549
|  |  |  | 0.57 | 2.6611e-06 |  |  |  | 0.57 | 0 |  |  |  | 0.57 | 3.1046e-06 |  |  |  | 0.57 | 0 |  |  |  | 0.57 | 2.9682e-06 |  |  |  | 0.57 | 0 |  |  |  | 0.57 | 3.1387e-06 |  |  |  | 0.57 | 0 |  |  |  | 0.57 | 4.3669e-06 |  |  |  | 0.57 | 0 | 0.0165 |  |  | 0.57 | 0 |  |  |  | 0.57 | 0.00047701
|  |  |  | 0.58 | 2.5246e-06 |  |  |  | 0.58 | 0 |  |  |  | 0.58 | 2.627e-06 |  |  |  | 0.58 | 0 |  |  |  | 0.58 | 2.6611e-06 |  |  |  | 0.58 | 0 |  |  |  | 0.58 | 2.8999e-06 |  |  |  | 0.58 | 0 |  |  |  | 0.58 | 4.8105e-06 |  |  |  | 0.58 | 0 | 0.0162 |  |  | 0.58 | 0 |  |  |  | 0.58 | 0.00046766
|  |  |  | 0.59 | 2.0811e-06 |  |  |  | 0.59 | 0 |  |  |  | 0.59 | 2.4564e-06 |  |  |  | 0.59 | 0 |  |  |  | 0.59 | 2.627e-06 |  |  |  | 0.59 | 0 |  |  |  | 0.59 | 2.9682e-06 |  |  |  | 0.59 | 0 |  |  |  | 0.59 | 4.674e-06 |  |  |  | 0.59 | 0 | 0.0163 |  |  | 0.59 | 0 |  |  |  | 0.59 | 0.00047074
|  |  |  | 0.6 | 1.8423e-06 |  |  |  | 0.6 | 0 |  |  |  | 0.6 | 1.9105e-06 |  |  |  | 0.6 | 0 |  |  |  | 0.6 | 2.6611e-06 |  |  |  | 0.6 | 0 |  |  |  | 0.6 | 3.0364e-06 |  |  |  | 0.6 | 0 |  |  |  | 0.6 | 4.2305e-06 |  |  |  | 0.6 | 0 | 0.0165 |  |  | 0.6 | 0 |  |  |  | 0.6 | 0.00047661
|  |  |  | 0.61 | 2.1835e-06 |  |  |  | 0.61 | 0 |  |  |  | 0.61 | 2.5588e-06 |  |  |  | 0.61 | 0 |  |  |  | 0.61 | 2.3882e-06 |  |  |  | 0.61 | 0 |  |  |  | 0.61 | 3.0023e-06 |  |  |  | 0.61 | 0 |  |  |  | 0.61 | 4.981e-06 |  |  |  | 0.61 | 0 | 0.0165 |  |  | 0.61 | 0 |  |  |  | 0.61 | 0.00047398
|  |  |  | 0.62 | 2.2517e-06 |  |  |  | 0.62 | 0 |  |  |  | 0.62 | 2.047e-06 |  |  |  | 0.62 | 0 |  |  |  | 0.62 | 2.6611e-06 |  |  |  | 0.62 | 0 |  |  |  | 0.62 | 3.6505e-06 |  |  |  | 0.62 | 0 |  |  |  | 0.62 | 4.5375e-06 |  |  |  | 0.62 | 0 | 0.0165 |  |  | 0.62 | 0 |  |  |  | 0.62 | 0.00047869
|  |  |  | 0.63 | 2.354e-06 |  |  |  | 0.63 | 0 |  |  |  | 0.63 | 2.2176e-06 |  |  |  | 0.63 | 0 |  |  |  | 0.63 | 3.0705e-06 |  |  |  | 0.63 | 0 |  |  |  | 0.63 | 2.5246e-06 |  |  |  | 0.63 | 0 |  |  |  | 0.63 | 5.1175e-06 |  |  |  | 0.63 | 0 | 0.0163 |  |  | 0.63 | 0 |  |  |  | 0.63 | 0.0004848
|  |  |  | 0.64 | 2.2858e-06 |  |  |  | 0.64 | 0 |  |  |  | 0.64 | 2.2176e-06 |  |  |  | 0.64 | 0 |  |  |  | 0.64 | 2.5588e-06 |  |  |  | 0.64 | 0 |  |  |  | 0.64 | 3.8211e-06 |  |  |  | 0.64 | 0 |  |  |  | 0.64 | 4.5375e-06 |  |  |  | 0.64 | 0 | 0.0164 |  |  | 0.64 | 0 |  |  |  | 0.64 | 0.00048807
|  |  |  | 0.65 | 2.1494e-06 |  |  |  | 0.65 | 0 |  |  |  | 0.65 | 2.4905e-06 |  |  |  | 0.65 | 0 |  |  |  | 0.65 | 2.4223e-06 |  |  |  | 0.65 | 0 |  |  |  | 0.65 | 2.9682e-06 |  |  |  | 0.65 | 0 |  |  |  | 0.65 | 4.0599e-06 |  |  |  | 0.65 | 0 | 0.0167 |  |  | 0.65 | 0 |  |  |  | 0.65 | 0.00048616
|  |  |  | 0.66 | 1.5694e-06 |  |  |  | 0.66 | 0 |  |  |  | 0.66 | 2.0811e-06 |  |  |  | 0.66 | 0 |  |  |  | 0.66 | 3.0364e-06 |  |  |  | 0.66 | 0 |  |  |  | 0.66 | 2.8999e-06 |  |  |  | 0.66 | 0 |  |  |  | 0.66 | 3.514e-06 |  |  |  | 0.66 | 0 | 0.0166 |  |  | 0.66 | 0 |  |  |  | 0.66 | 0.00048887
|  |  |  | 0.67 | 1.8423e-06 |  |  |  | 0.67 | 0 |  |  |  | 0.67 | 2.4223e-06 |  |  |  | 0.67 | 0 |  |  |  | 0.67 | 2.3882e-06 |  |  |  | 0.67 | 0 |  |  |  | 0.67 | 3.1046e-06 |  |  |  | 0.67 | 0 |  |  |  | 0.67 | 3.8893e-06 |  |  |  | 0.67 | 0 | 0.0167 |  |  | 0.67 | 0 |  |  |  | 0.67 | 0.00048612
|  |  |  | 0.68 | 2.0811e-06 |  |  |  | 0.68 | 0 |  |  |  | 0.68 | 2.627e-06 |  |  |  | 0.68 | 0 |  |  |  | 0.68 | 2.047e-06 |  |  |  | 0.68 | 0 |  |  |  | 0.68 | 2.6952e-06 |  |  |  | 0.68 | 0 |  |  |  | 0.68 | 3.0364e-06 |  |  |  | 0.68 | 0 | 0.0168 |  |  | 0.68 | 0 |  |  |  | 0.68 | 0.00048708
|  |  |  | 0.69 | 1.7741e-06 |  |  |  | 0.69 | 0 |  |  |  | 0.69 | 2.3199e-06 |  |  |  | 0.69 | 0 |  |  |  | 0.69 | 2.354e-06 |  |  |  | 0.69 | 0 |  |  |  | 0.69 | 2.9682e-06 |  |  |  | 0.69 | 0 |  |  |  | 0.69 | 3.6846e-06 |  |  |  | 0.69 | 0 | 0.0169 |  |  | 0.69 | 0 |  |  |  | 0.69 | 0.00049031
|  |  |  | 0.7 | 1.9788e-06 |  |  |  | 0.7 | 0 |  |  |  | 0.7 | 2.4905e-06 |  |  |  | 0.7 | 0 |  |  |  | 0.7 | 2.7976e-06 |  |  |  | 0.7 | 0 |  |  |  | 0.7 | 3.1387e-06 |  |  |  | 0.7 | 0 |  |  |  | 0.7 | 3.8893e-06 |  |  |  | 0.7 | 0 | 0.0167 |  |  | 0.7 | 0 |  |  |  | 0.7 | 0.00049618
|  |  |  | 0.71 | 2.5246e-06 |  |  |  | 0.71 | 0 |  |  |  | 0.71 | 2.1494e-06 |  |  |  | 0.71 | 0 |  |  |  | 0.71 | 2.7635e-06 |  |  |  | 0.71 | 0 |  |  |  | 0.71 | 2.627e-06 |  |  |  | 0.71 | 0 |  |  |  | 0.71 | 3.8552e-06 |  |  |  | 0.71 | 0 | 0.017 |  |  | 0.71 | 0 |  |  |  | 0.71 | 0.0004977
|  |  |  | 0.72 | 1.6717e-06 |  |  |  | 0.72 | 0 |  |  |  | 0.72 | 2.5588e-06 |  |  |  | 0.72 | 0 |  |  |  | 0.72 | 2.0129e-06 |  |  |  | 0.72 | 0 |  |  |  | 0.72 | 2.627e-06 |  |  |  | 0.72 | 0 |  |  |  | 0.72 | 3.6846e-06 |  |  |  | 0.72 | 0 | 0.0167 |  |  | 0.72 | 0 |  |  |  | 0.72 | 0.00050117
|  |  |  | 0.73 | 1.9105e-06 |  |  |  | 0.73 | 0 |  |  |  | 0.73 | 2.1152e-06 |  |  |  | 0.73 | 0 |  |  |  | 0.73 | 2.6952e-06 |  |  |  | 0.73 | 0 |  |  |  | 0.73 | 2.2517e-06 |  |  |  | 0.73 | 0 |  |  |  | 0.73 | 4.2987e-06 |  |  |  | 0.73 | 0 | 0.0168 |  |  | 0.73 | 0 |  |  |  | 0.73 | 0.00051024
|  |  |  | 0.74 | 1.5353e-06 |  |  |  | 0.74 | 0 |  |  |  | 0.74 | 2.2858e-06 |  |  |  | 0.74 | 0 |  |  |  | 0.74 | 2.4905e-06 |  |  |  | 0.74 | 0 |  |  |  | 0.74 | 2.7635e-06 |  |  |  | 0.74 | 0 |  |  |  | 0.74 | 2.9682e-06 |  |  |  | 0.74 | 0 | 0.0171 |  |  | 0.74 | 0 |  |  |  | 0.74 | 0.00051212
|  |  |  | 0.75 | 1.7399e-06 |  |  |  | 0.75 | 0 |  |  |  | 0.75 | 1.7058e-06 |  |  |  | 0.75 | 0 |  |  |  | 0.75 | 2.047e-06 |  |  |  | 0.75 | 0 |  |  |  | 0.75 | 2.4223e-06 |  |  |  | 0.75 | 0 |  |  |  | 0.75 | 4.2987e-06 |  |  |  | 0.75 | 0 | 0.0164 |  |  | 0.75 | 0 |  |  |  | 0.75 | 0.000514
|  |  |  | 0.76 | 1.1941e-06 |  |  |  | 0.76 | 0 |  |  |  | 0.76 | 1.8764e-06 |  |  |  | 0.76 | 0 |  |  |  | 0.76 | 1.7058e-06 |  |  |  | 0.76 | 0 |  |  |  | 0.76 | 2.7976e-06 |  |  |  | 0.76 | 0 |  |  |  | 0.76 | 4.3328e-06 |  |  |  | 0.76 | 0 | 0.0169 |  |  | 0.76 | 0 |  |  |  | 0.76 | 0.00050856
|  |  |  | 0.77 | 1.7058e-06 |  |  |  | 0.77 | 0 |  |  |  | 0.77 | 1.9788e-06 |  |  |  | 0.77 | 0 |  |  |  | 0.77 | 2.4905e-06 |  |  |  | 0.77 | 0 |  |  |  | 0.77 | 3.0023e-06 |  |  |  | 0.77 | 0 |  |  |  | 0.77 | 4.1622e-06 |  |  |  | 0.77 | 0 | 0.0168 |  |  | 0.77 | 0 |  |  |  | 0.77 | 0.00052913
|  |  |  | 0.78 | 1.6035e-06 |  |  |  | 0.78 | 0 |  |  |  | 0.78 | 1.7741e-06 |  |  |  | 0.78 | 0 |  |  |  | 0.78 | 2.3882e-06 |  |  |  | 0.78 | 0 |  |  |  | 0.78 | 2.4905e-06 |  |  |  | 0.78 | 0 |  |  |  | 0.78 | 3.7528e-06 |  |  |  | 0.78 | 0 | 0.0169 |  |  | 0.78 | 0 |  |  |  | 0.78 | 0.00053596
|  |  |  | 0.79 | 1.8423e-06 |  |  |  | 0.79 | 0 |  |  |  | 0.79 | 1.7058e-06 |  |  |  | 0.79 | 0 |  |  |  | 0.79 | 2.5246e-06 |  |  |  | 0.79 | 0 |  |  |  | 0.79 | 2.2858e-06 |  |  |  | 0.79 | 0 |  |  |  | 0.79 | 3.1729e-06 |  |  |  | 0.79 | 0 | 0.0171 |  |  | 0.79 | 0 |  |  |  | 0.79 | 0.00054016
|  |  |  | 0.8 | 1.8764e-06 |  |  |  | 0.8 | 0 |  |  |  | 0.8 | 2.4564e-06 |  |  |  | 0.8 | 0 |  |  |  | 0.8 | 2.1835e-06 |  |  |  | 0.8 | 0 |  |  |  | 0.8 | 2.627e-06 |  |  |  | 0.8 | 0 |  |  |  | 0.8 | 4.3669e-06 |  |  |  | 0.8 | 0 | 0.0168 |  |  | 0.8 | 0 |  |  |  | 0.8 | 0.00053548
|  |  |  | 0.81 | 1.5353e-06 |  |  |  | 0.81 | 0 |  |  |  | 0.81 | 1.6035e-06 |  |  |  | 0.81 | 0 |  |  |  | 0.81 | 1.7399e-06 |  |  |  | 0.81 | 0 |  |  |  | 0.81 | 1.9788e-06 |  |  |  | 0.81 | 0 |  |  |  | 0.81 | 4.1281e-06 |  |  |  | 0.81 | 0 | 0.0168 |  |  | 0.81 | 0 |  |  |  | 0.81 | 0.00054882
|  |  |  | 0.82 | 1.2282e-06 |  |  |  | 0.82 | 0 |  |  |  | 0.82 | 1.7058e-06 |  |  |  | 0.82 | 0 |  |  |  | 0.82 | 2.047e-06 |  |  |  | 0.82 | 0 |  |  |  | 0.82 | 1.8423e-06 |  |  |  | 0.82 | 0 |  |  |  | 0.82 | 3.1387e-06 |  |  |  | 0.82 | 0 | 0.0169 |  |  | 0.82 | 0 |  |  |  | 0.82 | 0.00055817
|  |  |  | 0.83 | 1.9447e-06 |  |  |  | 0.83 | 0 |  |  |  | 0.83 | 2.047e-06 |  |  |  | 0.83 | 0 |  |  |  | 0.83 | 2.4223e-06 |  |  |  | 0.83 | 0 |  |  |  | 0.83 | 2.6952e-06 |  |  |  | 0.83 | 0 |  |  |  | 0.83 | 3.3434e-06 |  |  |  | 0.83 | 0 | 0.017 |  |  | 0.83 | 0 |  |  |  | 0.83 | 0.0005672
|  |  |  | 0.84 | 1.5694e-06 |  |  |  | 0.84 | 0 |  |  |  | 0.84 | 1.9105e-06 |  |  |  | 0.84 | 0 |  |  |  | 0.84 | 2.0129e-06 |  |  |  | 0.84 | 0 |  |  |  | 0.84 | 2.1152e-06 |  |  |  | 0.84 | 0 |  |  |  | 0.84 | 3.5823e-06 |  |  |  | 0.84 | 0 | 0.0167 |  |  | 0.84 | 0 |  |  |  | 0.84 | 0.00058357
|  |  |  | 0.85 | 1.5694e-06 |  |  |  | 0.85 | 0 |  |  |  | 0.85 | 1.8082e-06 |  |  |  | 0.85 | 0 |  |  |  | 0.85 | 1.9788e-06 |  |  |  | 0.85 | 0 |  |  |  | 0.85 | 2.5588e-06 |  |  |  | 0.85 | 0 |  |  |  | 0.85 | 3.8211e-06 |  |  |  | 0.85 | 0 | 0.0168 |  |  | 0.85 | 0 |  |  |  | 0.85 | 0.00059412
|  |  |  | 0.86 | 1.2282e-06 |  |  |  | 0.86 | 0 |  |  |  | 0.86 | 1.6376e-06 |  |  |  | 0.86 | 0 |  |  |  | 0.86 | 2.1494e-06 |  |  |  | 0.86 | 0 |  |  |  | 0.86 | 2.8317e-06 |  |  |  | 0.86 | 0 |  |  |  | 0.86 | 3.3776e-06 |  |  |  | 0.86 | 0 | 0.0168 |  |  | 0.86 | 0 |  |  |  | 0.86 | 0.00060674
|  |  |  | 0.87 | 1.3305e-06 |  |  |  | 0.87 | 0 |  |  |  | 0.87 | 1.7399e-06 |  |  |  | 0.87 | 0 |  |  |  | 0.87 | 1.9788e-06 |  |  |  | 0.87 | 0 |  |  |  | 0.87 | 2.3882e-06 |  |  |  | 0.87 | 0 |  |  |  | 0.87 | 3.0705e-06 |  |  |  | 0.87 | 0 | 0.0167 |  |  | 0.87 | 0 |  |  |  | 0.87 | 0.00062204
|  |  |  | 0.88 | 1.4329e-06 |  |  |  | 0.88 | 0 |  |  |  | 0.88 | 1.6035e-06 |  |  |  | 0.88 | 0 |  |  |  | 0.88 | 1.9105e-06 |  |  |  | 0.88 | 0 |  |  |  | 0.88 | 1.9788e-06 |  |  |  | 0.88 | 0 |  |  |  | 0.88 | 3.3776e-06 |  |  |  | 0.88 | 0 | 0.0164 |  |  | 0.88 | 0 |  |  |  | 0.88 | 0.00063558
|  |  |  | 0.89 | 1.0576e-06 |  |  |  | 0.89 | 0 |  |  |  | 0.89 | 1.7741e-06 |  |  |  | 0.89 | 0 |  |  |  | 0.89 | 2.047e-06 |  |  |  | 0.89 | 0 |  |  |  | 0.89 | 2.354e-06 |  |  |  | 0.89 | 0 |  |  |  | 0.89 | 3.5823e-06 |  |  |  | 0.89 | 0 | 0.0162 |  |  | 0.89 | 0 |  |  |  | 0.89 | 0.00065255
|  |  |  | 0.9 | 1.3647e-06 |  |  |  | 0.9 | 0 |  |  |  | 0.9 | 1.3988e-06 |  |  |  | 0.9 | 0 |  |  |  | 0.9 | 1.7741e-06 |  |  |  | 0.9 | 0 |  |  |  | 0.9 | 2.1152e-06 |  |  |  | 0.9 | 0 |  |  |  | 0.9 | 3.4458e-06 |  |  |  | 0.9 | 0 | 0.0164 |  |  | 0.9 | 0 |  |  |  | 0.9 | 0.00067903
|  |  |  | 0.91 | 1.5011e-06 |  |  |  | 0.91 | 0 |  |  |  | 0.91 | 1.5694e-06 |  |  |  | 0.91 | 0 |  |  |  | 0.91 | 2.1494e-06 |  |  |  | 0.91 | 0 |  |  |  | 0.91 | 2.2517e-06 |  |  |  | 0.91 | 0 |  |  |  | 0.91 | 3.514e-06 |  |  |  | 0.91 | 0 | 0.0159 |  |  | 0.91 | 0 |  |  |  | 0.91 | 0.00069409
|  |  |  | 0.92 | 1.16e-06 |  |  |  | 0.92 | 0 |  |  |  | 0.92 | 1.6717e-06 |  |  |  | 0.92 | 0 |  |  |  | 0.92 | 1.9788e-06 |  |  |  | 0.92 | 0 |  |  |  | 0.92 | 1.8764e-06 |  |  |  | 0.92 | 0 |  |  |  | 0.92 | 2.9682e-06 |  |  |  | 0.92 | 0 | 0.0161 |  |  | 0.92 | 0 |  |  |  | 0.92 | 0.00070731
|  |  |  | 0.93 | 1.3647e-06 |  |  |  | 0.93 | 0 |  |  |  | 0.93 | 2.2176e-06 |  |  |  | 0.93 | 0 |  |  |  | 0.93 | 1.8764e-06 |  |  |  | 0.93 | 0 |  |  |  | 0.93 | 2.7293e-06 |  |  |  | 0.93 | 0 |  |  |  | 0.93 | 3.3093e-06 |  |  |  | 0.93 | 0 | 0.0159 |  |  | 0.93 | 0 |  |  |  | 0.93 | 0.00074729
|  |  |  | 0.94 | 1.9447e-06 |  |  |  | 0.94 | 0 |  |  |  | 0.94 | 1.7741e-06 |  |  |  | 0.94 | 0 |  |  |  | 0.94 | 1.8764e-06 |  |  |  | 0.94 | 0 |  |  |  | 0.94 | 1.9447e-06 |  |  |  | 0.94 | 0 |  |  |  | 0.94 | 3.1387e-06 |  |  |  | 0.94 | 0 | 0.0158 |  |  | 0.94 | 0 |  |  |  | 0.94 | 0.00076351
|  |  |  | 0.95 | 1.3305e-06 |  |  |  | 0.95 | 0 |  |  |  | 0.95 | 2.0811e-06 |  |  |  | 0.95 | 0 |  |  |  | 0.95 | 2.0811e-06 |  |  |  | 0.95 | 0 |  |  |  | 0.95 | 2.3882e-06 |  |  |  | 0.95 | 0 |  |  |  | 0.95 | 3.8552e-06 |  |  |  | 0.95 | 0 | 0.0155 |  |  | 0.95 | 0 |  |  |  | 0.95 | 0.00078859
|  |  |  | 0.96 | 1.3647e-06 |  |  |  | 0.96 | 0 |  |  |  | 0.96 | 1.7058e-06 |  |  |  | 0.96 | 0 |  |  |  | 0.96 | 1.6717e-06 |  |  |  | 0.96 | 0 |  |  |  | 0.96 | 2.2858e-06 |  |  |  | 0.96 | 0 |  |  |  | 0.96 | 3.5823e-06 |  |  |  | 0.96 | 0 | 0.0155 |  |  | 0.96 | 0 |  |  |  | 0.96 | 0.00082745
|  |  |  | 0.97 | 1.1941e-06 |  |  |  | 0.97 | 0 |  |  |  | 0.97 | 1.6717e-06 |  |  |  | 0.97 | 0 |  |  |  | 0.97 | 2.2176e-06 |  |  |  | 0.97 | 0 |  |  |  | 0.97 | 1.9447e-06 |  |  |  | 0.97 | 0 |  |  |  | 0.97 | 3.6505e-06 |  |  |  | 0.97 | 0 | 0.0153 |  |  | 0.97 | 0 |  |  |  | 0.97 | 0.00085697
|  |  |  | 0.98 | 1.467e-06 |  |  |  | 0.98 | 0 |  |  |  | 0.98 | 1.6376e-06 |  |  |  | 0.98 | 0 |  |  |  | 0.98 | 1.7399e-06 |  |  |  | 0.98 | 0 |  |  |  | 0.98 | 2.3199e-06 |  |  |  | 0.98 | 0 |  |  |  | 0.98 | 3.5823e-06 |  |  |  | 0.98 | 0 | 0.0149 |  |  | 0.98 | 0 |  |  |  | 0.98 | 0.00090689
|  |  |  | 0.99 | 1.2964e-06 |  |  |  | 0.99 | 0 |  |  |  | 0.99 | 1.2282e-06 |  |  |  | 0.99 | 0 |  |  |  | 0.99 | 2.1152e-06 |  |  |  | 0.99 | 0 |  |  |  | 0.99 | 2.7976e-06 |  |  |  | 0.99 | 0 |  |  |  | 0.99 | 4.2646e-06 |  |  |  | 0.99 | 0 | 0.0148 |  |  | 0.99 | 0 |  |  |  | 0.99 | 0.00093621
|  |  |  | 1 | 1.2623e-06 |  |  |  | 1 | 0 |  |  |  | 1 | 1.8764e-06 |  |  |  | 1 | 0 |  |  |  | 1 | 2.2176e-06 |  |  |  | 1 | 0 |  |  |  | 1 | 2.3199e-06 |  |  |  | 1 | 0 |  |  |  | 1 | 4.5034e-06 |  |  |  | 1 | 0 | 0.0142 |  |  | 1 | 0 |  |  |  | 1 | 0.00099424
|  |  |  | 1.01 | 1.5694e-06 |  |  |  | 1.01 | 0 |  |  |  | 1.01 | 2.047e-06 |  |  |  | 1.01 | 0 |  |  |  | 1.01 | 2.3199e-06 |  |  |  | 1.01 | 0 |  |  |  | 1.01 | 2.1152e-06 |  |  |  | 1.01 | 0 |  |  |  | 1.01 | 3.6846e-06 |  |  |  | 1.01 | 0 | 0.0142 |  |  | 1.01 | 0 |  |  |  | 1.01 | 0.0010624
|  |  |  | 1.02 | 1.6035e-06 |  |  |  | 1.02 | 0 |  |  |  | 1.02 | 1.8423e-06 |  |  |  | 1.02 | 0 |  |  |  | 1.02 | 1.8423e-06 |  |  |  | 1.02 | 0 |  |  |  | 1.02 | 2.2858e-06 |  |  |  | 1.02 | 0 |  |  |  | 1.02 | 4.3669e-06 |  |  |  | 1.02 | 0 | 0.014 |  |  | 1.02 | 0 |  |  |  | 1.02 | 0.0011106
|  |  |  | 1.03 | 1.9105e-06 |  |  |  | 1.03 | 0 |  |  |  | 1.03 | 1.8764e-06 |  |  |  | 1.03 | 0 |  |  |  | 1.03 | 1.8423e-06 |  |  |  | 1.03 | 0 |  |  |  | 1.03 | 2.4564e-06 |  |  |  | 1.03 | 0 |  |  |  | 1.03 | 4.6399e-06 |  |  |  | 1.03 | 0 | 0.0136 |  |  | 1.03 | 0 |  |  |  | 1.03 | 0.0011824
|  |  |  | 1.04 | 2.1494e-06 |  |  |  | 1.04 | 0 |  |  |  | 1.04 | 1.9447e-06 |  |  |  | 1.04 | 0 |  |  |  | 1.04 | 2.627e-06 |  |  |  | 1.04 | 0 |  |  |  | 1.04 | 3.0364e-06 |  |  |  | 1.04 | 0 |  |  |  | 1.04 | 3.8552e-06 |  |  |  | 1.04 | 0 | 0.0134 |  |  | 1.04 | 0 |  |  |  | 1.04 | 0.001277
|  |  |  | 1.05 | 1.8423e-06 |  |  |  | 1.05 | 0 |  |  |  | 1.05 | 1.9447e-06 |  |  |  | 1.05 | 0 |  |  |  | 1.05 | 1.9105e-06 |  |  |  | 1.05 | 0 |  |  |  | 1.05 | 2.8658e-06 |  |  |  | 1.05 | 0 |  |  |  | 1.05 | 3.7187e-06 |  |  |  | 1.05 | 0 | 0.013 |  |  | 1.05 | 0 |  |  |  | 1.05 | 0.0013643
|  |  |  | 1.06 | 4.7763e-07 |  |  |  | 1.06 | 0 |  |  |  | 1.06 | 7.8468e-07 |  |  |  | 1.06 | 0 |  |  |  | 1.06 | 7.8468e-07 |  |  |  | 1.06 | 0 |  |  |  | 1.06 | 8.5292e-07 |  |  |  | 1.06 | 0 |  |  |  | 1.06 | 1.5694e-06 |  |  |  | 1.06 | 0 | 0.0124 |  |  | 1.06 | 0 |  |  |  | 1.06 | 0.000672
|  |  |  | 1.07 | 1.3647e-07 |  |  |  | 1.07 | 0 |  |  |  | 1.07 | 1.0235e-07 |  |  |  | 1.07 | 0 |  |  |  | 1.07 | 1.7058e-07 |  |  |  | 1.07 | 0 |  |  |  | 1.07 | 5.4587e-07 |  |  |  | 1.07 | 0 |  |  |  | 1.07 | 3.4117e-07 |  |  |  | 1.07 | 0 | 0.0214 |  |  | 1.07 | 0 |  |  |  | 1.07 | 0.00038151
|  |  |  | 1.08 | 1.7058e-07 |  |  |  | 1.08 | 0 |  |  |  | 1.08 | 1.0235e-07 |  |  |  | 1.08 | 0 |  |  |  | 1.08 | 2.3882e-07 |  |  |  | 1.08 | 0 |  |  |  | 1.08 | 1.3647e-07 |  |  |  | 1.08 | 0 |  |  |  | 1.08 | 5.4587e-07 |  |  |  | 1.08 | 0 | 0.0344 |  |  | 1.08 | 0 |  |  |  | 1.08 | 0.00035887
|  |  |  | 1.09 | 2.7293e-07 |  |  |  | 1.09 | 0 |  |  |  | 1.09 | 0 |  |  |  | 1.09 | 0 |  |  |  | 1.09 | 2.3882e-07 |  |  |  | 1.09 | 0 |  |  |  | 1.09 | 1.3647e-07 |  |  |  | 1.09 | 0 |  |  |  | 1.09 | 5.4587e-07 |  |  |  | 1.09 | 0 | 0.0342 |  |  | 1.09 | 0 |  |  |  | 1.09 | 0.00034073
|  |  |  | 1.1 | 1.3647e-07 |  |  |  | 1.1 | 0 |  |  |  | 1.1 | 2.047e-07 |  |  |  | 1.1 | 0 |  |  |  | 1.1 | 1.3647e-07 |  |  |  | 1.1 | 0 |  |  |  | 1.1 | 2.3882e-07 |  |  |  | 1.1 | 0 |  |  |  | 1.1 | 3.4117e-07 |  |  |  | 1.1 | 0 | 0.0359 |  |  | 1.1 | 0 |  |  |  | 1.1 | 0.00033382
|  |  |  | 1.11 | 2.047e-07 |  |  |  | 1.11 | 0 |  |  |  | 1.11 | 2.047e-07 |  |  |  | 1.11 | 0 |  |  |  | 1.11 | 1.3647e-07 |  |  |  | 1.11 | 0 |  |  |  | 1.11 | 2.3882e-07 |  |  |  | 1.11 | 0 |  |  |  | 1.11 | 2.3882e-07 |  |  |  | 1.11 | 0 | 0.036 |  |  | 1.11 | 0 |  |  |  | 1.11 | 0.00032472
|  |  |  | 1.12 | 3.4117e-08 |  |  |  | 1.12 | 0 |  |  |  | 1.12 | 1.3647e-07 |  |  |  | 1.12 | 0 |  |  |  | 1.12 | 6.8234e-08 |  |  |  | 1.12 | 0 |  |  |  | 1.12 | 2.3882e-07 |  |  |  | 1.12 | 0 |  |  |  | 1.12 | 2.047e-07 |  |  |  | 1.12 | 0 | 0.0367 |  |  | 1.12 | 0 |  |  |  | 1.12 | 0.00031657
|  |  |  | 1.13 | 3.4117e-08 |  |  |  | 1.13 | 0 |  |  |  | 1.13 | 3.4117e-08 |  |  |  | 1.13 | 0 |  |  |  | 1.13 | 1.3647e-07 |  |  |  | 1.13 | 0 |  |  |  | 1.13 | 1.3647e-07 |  |  |  | 1.13 | 0 |  |  |  | 1.13 | 2.3882e-07 |  |  |  | 1.13 | 0 | 0.0394 |  |  | 1.13 | 0 |  |  |  | 1.13 | 0.00029248
|  |  |  | 1.14 | 1.0235e-07 |  |  |  | 1.14 | 0 |  |  |  | 1.14 | 1.0235e-07 |  |  |  | 1.14 | 0 |  |  |  | 1.14 | 6.8234e-08 |  |  |  | 1.14 | 0 |  |  |  | 1.14 | 3.4117e-08 |  |  |  | 1.14 | 0 |  |  |  | 1.14 | 1.0235e-07 |  |  |  | 1.14 | 0 | 0.0427 |  |  | 1.14 | 0 |  |  |  | 1.14 | 0.0002547
|  |  |  | 1.15 | 0 |  |  |  | 1.15 | 0 |  |  |  | 1.15 | 3.4117e-08 |  |  |  | 1.15 | 0 |  |  |  | 1.15 | 3.4117e-08 |  |  |  | 1.15 | 0 |  |  |  | 1.15 | 0 |  |  |  | 1.15 | 0 |  |  |  | 1.15 | 0 |  |  |  | 1.15 | 0 | 0.0462 |  |  | 1.15 | 0 |  |  |  | 1.15 | 0.00017614
|  |  |  | 1.16 | 0 |  |  |  | 1.16 | 0 |  |  |  | 1.16 | 0 |  |  |  | 1.16 | 0 |  |  |  | 1.16 | 0 |  |  |  | 1.16 | 0 |  |  |  | 1.16 | 0 |  |  |  | 1.16 | 0 |  |  |  | 1.16 | 0 |  |  |  | 1.16 | 0 | 0.0624 |  |  | 1.16 | 0 |  |  |  | 1.16 | 0.00011611
|  |  |  | 1.17 | 0 |  |  |  | 1.17 | 0 |  |  |  | 1.17 | 3.4117e-08 |  |  |  | 1.17 | 0 |  |  |  | 1.17 | 3.4117e-08 |  |  |  | 1.17 | 0 |  |  |  | 1.17 | 0 |  |  |  | 1.17 | 0 |  |  |  | 1.17 | 0 |  |  |  | 1.17 | 0 | 0.0848 |  |  | 1.17 | 0 |  |  |  | 1.17 | 8.9188e-05
|  |  |  | 1.18 | 0 |  |  |  | 1.18 | 0 |  |  |  | 1.18 | 0 |  |  |  | 1.18 | 0 |  |  |  | 1.18 | 3.4117e-08 |  |  |  | 1.18 | 0 |  |  |  | 1.18 | 0 |  |  |  | 1.18 | 0 |  |  |  | 1.18 | 0 |  |  |  | 1.18 | 0 | 0.1179 |  |  | 1.18 | 0 |  |  |  | 1.18 | 6.2068e-05
|  |  |  | 1.19 | 0 |  |  |  | 1.19 | 0 |  |  |  | 1.19 | 0 |  |  |  | 1.19 | 0 |  |  |  | 1.19 | 0 |  |  |  | 1.19 | 0 |  |  |  | 1.19 | 3.4117e-08 |  |  |  | 1.19 | 0 |  |  |  | 1.19 | 3.4117e-08 |  |  |  | 1.19 | 0 | 0.1443 |  |  | 1.19 | 0 |  |  |  | 1.19 | 3.4549e-05
|  |  |  | 1.2 | 0 |  |  |  | 1.2 | 0 |  |  |  | 1.2 | 0 |  |  |  | 1.2 | 0 |  |  |  | 1.2 | 0 |  |  |  | 1.2 | 0 |  |  |  | 1.2 | 0 |  |  |  | 1.2 | 0 |  |  |  | 1.2 | 0 |  |  |  | 1.2 | 0 | 0.2085 |  |  | 1.2 | 0 |  |  |  | 1.2 | 1.5976e-05
|  |  |  | 1.21 | 0 |  |  |  | 1.21 | 0 |  |  |  | 1.21 | 0 |  |  |  | 1.21 | 0 |  |  |  | 1.21 | 0 |  |  |  | 1.21 | 0 |  |  |  | 1.21 | 0 |  |  |  | 1.21 | 0 |  |  |  | 1.21 | 0 |  |  |  | 1.21 | 0 | 0.3162 |  |  | 1.21 | 0 |  |  |  | 1.21 | 7.5088e-06
|  |  |  | 1.22 | 0 |  |  |  | 1.22 | 0 |  |  |  | 1.22 | 0 |  |  |  | 1.22 | 0 |  |  |  | 1.22 | 0 |  |  |  | 1.22 | 0 |  |  |  | 1.22 | 0 |  |  |  | 1.22 | 0 |  |  |  | 1.22 | 0 |  |  |  | 1.22 | 0 | 0.5 |  |  | 1.22 | 0 |  |  |  | 1.22 | 1.8772e-06
|  |  |  | 1.23 | 0 |  |  |  | 1.23 | 0 |  |  |  | 1.23 | 0 |  |  |  | 1.23 | 0 |  |  |  | 1.23 | 0 |  |  |  | 1.23 | 0 |  |  |  | 1.23 | 0 |  |  |  | 1.23 | 0 |  |  |  | 1.23 | 3.4117e-08 |  |  |  | 1.23 | 0 | 0.5774 |  |  | 1.23 | 0 |  |  |  | 1.23 | 1.997e-07
|  |  |  | 1.24 | 0 |  |  |  | 1.24 | 0 |  |  |  | 1.24 | 0 |  |  |  | 1.24 | 0 |  |  |  | 1.24 | 0 |  |  |  | 1.24 | 0 |  |  |  | 1.24 | 0 |  |  |  | 1.24 | 0 |  |  |  | 1.24 | 0 |  |  |  | 1.24 | 0 | 1 |  |  | 1.24 | 0 |  |  |  | 1.24 | 3.9941e-08
|  |  |  | 1.25 | 0 |  |  |  | 1.25 | 0 |  |  |  | 1.25 | 0 |  |  |  | 1.25 | 0 |  |  |  | 1.25 | 0 |  |  |  | 1.25 | 0 |  |  |  | 1.25 | 0 |  |  |  | 1.25 | 0 |  |  |  | 1.25 | 3.4117e-08 |  |  |  | 1.25 | 0 | 0.7071 |  |  | 1.25 | 0 |  |  |  | 1.25 | 3.9941e-08
|  |  |  | 1.26 | 0 |  |  |  | 1.26 | 0 |  |  |  | 1.26 | 0 |  |  |  | 1.26 | 0 |  |  |  | 1.26 | 3.4117e-08 |  |  |  | 1.26 | 0 |  |  |  | 1.26 | 0 |  |  |  | 1.26 | 0 |  |  |  | 1.26 | 0 |  |  |  | 1.26 | 0 | 1 |  |  | 1.26 | 0 |  |  |  | 1.26 | 0
|  |  |  | 1.27 | 0 |  |  |  | 1.27 | 0 |  |  |  | 1.27 | 0 |  |  |  | 1.27 | 0 |  |  |  | 1.27 | 0 |  |  |  | 1.27 | 0 |  |  |  | 1.27 | 0 |  |  |  | 1.27 | 0 |  |  |  | 1.27 | 0 |  |  |  | 1.27 | 0 | 0.5 |  |  | 1.27 | 0 |  |  |  | 1.27 | 4.9127e-06
|  |  |  | 1.28 | 0 |  |  |  | 1.28 | 0 |  |  |  | 1.28 | 0 |  |  |  | 1.28 | 0 |  |  |  | 1.28 | 0 |  |  |  | 1.28 | 0 |  |  |  | 1.28 | 0 |  |  |  | 1.28 | 0 |  |  |  | 1.28 | 0 |  |  |  | 1.28 | 0 | 0.2582 |  |  | 1.28 | 0 |  |  |  | 1.28 | 0
|  |  |  | 1.29 | 0 |  |  |  | 1.29 | 0 |  |  |  | 1.29 | 0 |  |  |  | 1.29 | 0 |  |  |  | 1.29 | 0 |  |  |  | 1.29 | 0 |  |  |  | 1.29 | 0 |  |  |  | 1.29 | 0 |  |  |  | 1.29 | 0 |  |  |  | 1.29 | 0 | 0.5774 |  |  | 1.29 | 0 |  |  |  | 1.29 | 0
|  |  |  | 1.3 | 0 |  |  |  | 1.3 | 0 |  |  |  | 1.3 | 0 |  |  |  | 1.3 | 0 |  |  |  | 1.3 | 3.4117e-08 |  |  |  | 1.3 | 0 |  |  |  | 1.3 | 0 |  |  |  | 1.3 | 0 |  |  |  | 1.3 | 0 |  |  |  | 1.3 | 0 | 0.5774 |  |  | 1.3 | 0 |  |  |  | 1.3 | 0
|  |  |  | 1.31 | 0 |  |  |  | 1.31 | 0 |  |  |  | 1.31 | 0 |  |  |  | 1.31 | 0 |  |  |  | 1.31 | 0 |  |  |  | 1.31 | 0 |  |  |  | 1.31 | 0 |  |  |  | 1.31 | 0 |  |  |  | 1.31 | 0 |  |  |  | 1.31 | 0 | 0 |  |  | 1.31 | 0 |  |  |  | 1.31 | 0
|  |  |  | 1.32 | 0 |  |  |  | 1.32 | 0 |  |  |  | 1.32 | 0 |  |  |  | 1.32 | 0 |  |  |  | 1.32 | 0 |  |  |  | 1.32 | 0 |  |  |  | 1.32 | 0 |  |  |  | 1.32 | 0 |  |  |  | 1.32 | 0 |  |  |  | 1.32 | 0 | 0 |  |  | 1.32 | 0 |  |  |  | 1.32 | 0
|  |  |  | 1.33 | 0 |  |  |  | 1.33 | 0 |  |  |  | 1.33 | 0 |  |  |  | 1.33 | 0 |  |  |  | 1.33 | 0 |  |  |  | 1.33 | 0 |  |  |  | 1.33 | 0 |  |  |  | 1.33 | 0 |  |  |  | 1.33 | 0 |  |  |  | 1.33 | 0 | 0 |  |  | 1.33 | 0 |  |  |  | 1.33 | 0
|  |  |  | 1.34 | 0 |  |  |  | 1.34 | 0 |  |  |  | 1.34 | 0 |  |  |  | 1.34 | 0 |  |  |  | 1.34 | 0 |  |  |  | 1.34 | 0 |  |  |  | 1.34 | 0 |  |  |  | 1.34 | 0 |  |  |  | 1.34 | 0 |  |  |  | 1.34 | 0 | 1 |  |  | 1.34 | 0 |  |  |  | 1.34 | 0
|  |  |  | 1.35 | 0 |  |  |  | 1.35 | 0 |  |  |  | 1.35 | 0 |  |  |  | 1.35 | 0 |  |  |  | 1.35 | 0 |  |  |  | 1.35 | 0 |  |  |  | 1.35 | 0 |  |  |  | 1.35 | 0 |  |  |  | 1.35 | 0 |  |  |  | 1.35 | 0 | 0 |  |  | 1.35 | 0 |  |  |  | 1.35 | 0
|  |  |  | 1.36 | 0 |  |  |  | 1.36 | 0 |  |  |  | 1.36 | 0 |  |  |  | 1.36 | 0 |  |  |  | 1.36 | 0 |  |  |  | 1.36 | 0 |  |  |  | 1.36 | 0 |  |  |  | 1.36 | 0 |  |  |  | 1.36 | 0 |  |  |  | 1.36 | 0 | 1 |  |  | 1.36 | 0 |  |  |  | 1.36 | 0
|  |  |  | 1.37 | 0 |  |  |  | 1.37 | 0 |  |  |  | 1.37 | 0 |  |  |  | 1.37 | 0 |  |  |  | 1.37 | 0 |  |  |  | 1.37 | 0 |  |  |  | 1.37 | 0 |  |  |  | 1.37 | 0 |  |  |  | 1.37 | 0 |  |  |  | 1.37 | 0 | 0 |  |  | 1.37 | 0 |  |  |  | 1.37 | 0
|  |  |  | 1.38 | 0 |  |  |  | 1.38 | 0 |  |  |  | 1.38 | 0 |  |  |  | 1.38 | 0 |  |  |  | 1.38 | 0 |  |  |  | 1.38 | 0 |  |  |  | 1.38 | 0 |  |  |  | 1.38 | 0 |  |  |  | 1.38 | 0 |  |  |  | 1.38 | 0 | 1 |  |  | 1.38 | 0 |  |  |  | 1.38 | 0
|  |  |  | 1.39 | 0 |  |  |  | 1.39 | 0 |  |  |  | 1.39 | 0 |  |  |  | 1.39 | 0 |  |  |  | 1.39 | 0 |  |  |  | 1.39 | 0 |  |  |  | 1.39 | 0 |  |  |  | 1.39 | 0 |  |  |  | 1.39 | 0 |  |  |  | 1.39 | 0 | 0 |  |  | 1.39 | 0 |  |  |  | 1.39 | 0
|  |  |  | 1.4 | 0 |  |  |  | 1.4 | 0 |  |  |  | 1.4 | 0 |  |  |  | 1.4 | 0 |  |  |  | 1.4 | 0 |  |  |  | 1.4 | 0 |  |  |  | 1.4 | 0 |  |  |  | 1.4 | 0 |  |  |  | 1.4 | 0 |  |  |  | 1.4 | 0 | 0 |  |  | 1.4 | 0 |  |  |  | 1.4 | 0
|  |  |  | 1.41 | 0 |  |  |  | 1.41 | 0 |  |  |  | 1.41 | 0 |  |  |  | 1.41 | 0 |  |  |  | 1.41 | 0 |  |  |  | 1.41 | 0 |  |  |  | 1.41 | 0 |  |  |  | 1.41 | 0 |  |  |  | 1.41 | 0 |  |  |  | 1.41 | 0 | 0 |  |  | 1.41 | 0 |  |  |  | 1.41 | 0
|  |  |  | 1.42 | 0 |  |  |  | 1.42 | 0 |  |  |  | 1.42 | 0 |  |  |  | 1.42 | 0 |  |  |  | 1.42 | 0 |  |  |  | 1.42 | 0 |  |  |  | 1.42 | 0 |  |  |  | 1.42 | 0 |  |  |  | 1.42 | 0 |  |  |  | 1.42 | 0 | 0 |  |  | 1.42 | 0 |  |  |  | 1.42 | 0
|  |  |  | 1.43 | 0 |  |  |  | 1.43 | 0 |  |  |  | 1.43 | 0 |  |  |  | 1.43 | 0 |  |  |  | 1.43 | 0 |  |  |  | 1.43 | 0 |  |  |  | 1.43 | 0 |  |  |  | 1.43 | 0 |  |  |  | 1.43 | 0 |  |  |  | 1.43 | 0 | 0 |  |  | 1.43 | 0 |  |  |  | 1.43 | 0
|  |  |  | 1.44 | 0 |  |  |  | 1.44 | 0 |  |  |  | 1.44 | 0 |  |  |  | 1.44 | 0 |  |  |  | 1.44 | 0 |  |  |  | 1.44 | 0 |  |  |  | 1.44 | 0 |  |  |  | 1.44 | 0 |  |  |  | 1.44 | 0 |  |  |  | 1.44 | 0 | 0 |  |  | 1.44 | 0 |  |  |  | 1.44 | 0
|  |  |  | 1.45 | 0 |  |  |  | 1.45 | 0 |  |  |  | 1.45 | 0 |  |  |  | 1.45 | 0 |  |  |  | 1.45 | 0 |  |  |  | 1.45 | 0 |  |  |  | 1.45 | 0 |  |  |  | 1.45 | 0 |  |  |  | 1.45 | 0 |  |  |  | 1.45 | 0 | 0 |  |  | 1.45 | 0 |  |  |  | 1.45 | 0
|  |  |  | 1.46 | 0 |  |  |  | 1.46 | 0 |  |  |  | 1.46 | 0 |  |  |  | 1.46 | 0 |  |  |  | 1.46 | 0 |  |  |  | 1.46 | 0 |  |  |  | 1.46 | 0 |  |  |  | 1.46 | 0 |  |  |  | 1.46 | 0 |  |  |  | 1.46 | 0 | 0 |  |  | 1.46 | 0 |  |  |  | 1.46 | 0
|  |  |  | 1.47 | 0 |  |  |  | 1.47 | 0 |  |  |  | 1.47 | 0 |  |  |  | 1.47 | 0 |  |  |  | 1.47 | 0 |  |  |  | 1.47 | 0 |  |  |  | 1.47 | 0 |  |  |  | 1.47 | 0 |  |  |  | 1.47 | 0 |  |  |  | 1.47 | 0 | 0 |  |  | 1.47 | 0 |  |  |  | 1.47 | 0
|  |  |  | 1.48 | 0 |  |  |  | 1.48 | 0 |  |  |  | 1.48 | 0 |  |  |  | 1.48 | 0 |  |  |  | 1.48 | 0 |  |  |  | 1.48 | 0 |  |  |  | 1.48 | 0 |  |  |  | 1.48 | 0 |  |  |  | 1.48 | 0 |  |  |  | 1.48 | 0 | 0 |  |  | 1.48 | 0 |  |  |  | 1.48 | 0
|  |  |  | 1.49 | 0 |  |  |  | 1.49 | 0 |  |  |  | 1.49 | 0 |  |  |  | 1.49 | 0 |  |  |  | 1.49 | 0 |  |  |  | 1.49 | 0 |  |  |  | 1.49 | 0 |  |  |  | 1.49 | 0 |  |  |  | 1.49 | 0 |  |  |  | 1.49 | 0 | 0 |  |  | 1.49 | 0 |  |  |  | 1.49 | 0
|  |  |  | 1.5 | 0 |  |  |  | 1.5 | 0 |  |  |  | 1.5 | 0 |  |  |  | 1.5 | 0 |  |  |  | 1.5 | 0 |  |  |  | 1.5 | 0 |  |  |  | 1.5 | 0 |  |  |  | 1.5 | 0 |  |  |  | 1.5 | 0 |  |  |  | 1.5 | 0 | 0 |  |  | 1.5 | 0 |  |  |  | 1.5 | 0
|  |  |  | 1.51 | 0 |  |  |  | 1.51 | 0 |  |  |  | 1.51 | 0 |  |  |  | 1.51 | 0 |  |  |  | 1.51 | 0 |  |  |  | 1.51 | 0 |  |  |  | 1.51 | 0 |  |  |  | 1.51 | 0 |  |  |  | 1.51 | 0 |  |  |  | 1.51 | 0 |  |  |  | 1.51 | 0 |  |  |  | 1.51 | 0
|  |  |  | 1.52 | 0 |  |  |  | 1.52 | 0 |  |  |  | 1.52 | 0 |  |  |  | 1.52 | 0 |  |  |  | 1.52 | 0 |  |  |  | 1.52 | 0 |  |  |  | 1.52 | 0 |  |  |  | 1.52 | 0 |  |  |  | 1.52 | 0 |  |  |  | 1.52 | 0 |  |  |  | 1.52 | 0 |  |  |  | 1.52 | 0
|  |  |  | 1.53 | 0 |  |  |  | 1.53 | 0 |  |  |  | 1.53 | 0 |  |  |  | 1.53 | 0 |  |  |  | 1.53 | 0 |  |  |  | 1.53 | 0 |  |  |  | 1.53 | 0 |  |  |  | 1.53 | 0 |  |  |  | 1.53 | 0 |  |  |  | 1.53 | 0 |  |  |  | 1.53 | 0 |  |  |  | 1.53 | 0
|  |  |  | 1.54 | 0 |  |  |  | 1.54 | 0 |  |  |  | 1.54 | 0 |  |  |  | 1.54 | 0 |  |  |  | 1.54 | 0 |  |  |  | 1.54 | 0 |  |  |  | 1.54 | 0 |  |  |  | 1.54 | 0 |  |  |  | 1.54 | 0 |  |  |  | 1.54 | 0 |  |  |  | 1.54 | 0 |  |  |  | 1.54 | 0
|  |  |  | 1.55 | 0 |  |  |  | 1.55 | 0 |  |  |  | 1.55 | 0 |  |  |  | 1.55 | 0 |  |  |  | 1.55 | 0 |  |  |  | 1.55 | 0 |  |  |  | 1.55 | 0 |  |  |  | 1.55 | 0 |  |  |  | 1.55 | 0 |  |  |  | 1.55 | 0 |  |  |  | 1.55 | 0 |  |  |  | 1.55 | 0
|  |  |  | 1.56 | 0 |  |  |  | 1.56 | 0 |  |  |  | 1.56 | 0 |  |  |  | 1.56 | 0 |  |  |  | 1.56 | 0 |  |  |  | 1.56 | 0 |  |  |  | 1.56 | 0 |  |  |  | 1.56 | 0 |  |  |  | 1.56 | 0 |  |  |  | 1.56 | 0 |  |  |  | 1.56 | 0 |  |  |  | 1.56 | 0
|  |  |  | 1.57 | 0 |  |  |  | 1.57 | 0 |  |  |  | 1.57 | 0 |  |  |  | 1.57 | 0 |  |  |  | 1.57 | 0 |  |  |  | 1.57 | 0 |  |  |  | 1.57 | 0 |  |  |  | 1.57 | 0 |  |  |  | 1.57 | 0 |  |  |  | 1.57 | 0 |  |  |  | 1.57 | 0 |  |  |  | 1.57 | 0
|  |  |  | 1.58 | 0 |  |  |  | 1.58 | 0 |  |  |  | 1.58 | 0 |  |  |  | 1.58 | 0 |  |  |  | 1.58 | 0 |  |  |  | 1.58 | 0 |  |  |  | 1.58 | 0 |  |  |  | 1.58 | 0 |  |  |  | 1.58 | 0 |  |  |  | 1.58 | 0 |  |  |  | 1.58 | 0 |  |  |  | 1.58 | 0
|  |  |  | 1.59 | 0 |  |  |  | 1.59 | 0 |  |  |  | 1.59 | 0 |  |  |  | 1.59 | 0 |  |  |  | 1.59 | 0 |  |  |  | 1.59 | 0 |  |  |  | 1.59 | 0 |  |  |  | 1.59 | 0 |  |  |  | 1.59 | 0 |  |  |  | 1.59 | 0 |  |  |  | 1.59 | 0 |  |  |  | 1.59 | 0
|  |  |  | 1.6 | 0 |  |  |  | 1.6 | 0 |  |  |  | 1.6 | 0 |  |  |  | 1.6 | 0 |  |  |  | 1.6 | 0 |  |  |  | 1.6 | 0 |  |  |  | 1.6 | 0 |  |  |  | 1.6 | 0 |  |  |  | 1.6 | 0 |  |  |  | 1.6 | 0 |  |  |  | 1.6 | 0 |  |  |  | 1.6 | 0
|  |  |  | 1.61 | 0 |  |  |  | 1.61 | 0 |  |  |  | 1.61 | 0 |  |  |  | 1.61 | 0 |  |  |  | 1.61 | 0 |  |  |  | 1.61 | 0 |  |  |  | 1.61 | 0 |  |  |  | 1.61 | 0 |  |  |  | 1.61 | 0 |  |  |  | 1.61 | 0 |  |  |  | 1.61 | 0 |  |  |  | 1.61 | 0
|  |  |  | 1.62 | 0 |  |  |  | 1.62 | 0 |  |  |  | 1.62 | 0 |  |  |  | 1.62 | 0 |  |  |  | 1.62 | 0 |  |  |  | 1.62 | 0 |  |  |  | 1.62 | 0 |  |  |  | 1.62 | 0 |  |  |  | 1.62 | 0 |  |  |  | 1.62 | 0 |  |  |  | 1.62 | 0 |  |  |  | 1.62 | 0
|  |  |  | 1.63 | 0 |  |  |  | 1.63 | 0 |  |  |  | 1.63 | 0 |  |  |  | 1.63 | 0 |  |  |  | 1.63 | 0 |  |  |  | 1.63 | 0 |  |  |  | 1.63 | 0 |  |  |  | 1.63 | 0 |  |  |  | 1.63 | 0 |  |  |  | 1.63 | 0 |  |  |  | 1.63 | 0 |  |  |  | 1.63 | 0
|  |  |  | 1.64 | 0 |  |  |  | 1.64 | 0 |  |  |  | 1.64 | 0 |  |  |  | 1.64 | 0 |  |  |  | 1.64 | 0 |  |  |  | 1.64 | 0 |  |  |  | 1.64 | 0 |  |  |  | 1.64 | 0 |  |  |  | 1.64 | 0 |  |  |  | 1.64 | 0 |  |  |  | 1.64 | 0 |  |  |  | 1.64 | 0
|  |  |  | 1.65 | 0 |  |  |  | 1.65 | 0 |  |  |  | 1.65 | 0 |  |  |  | 1.65 | 0 |  |  |  | 1.65 | 0 |  |  |  | 1.65 | 0 |  |  |  | 1.65 | 0 |  |  |  | 1.65 | 0 |  |  |  | 1.65 | 0 |  |  |  | 1.65 | 0 |  |  |  | 1.65 | 0 |  |  |  | 1.65 | 0
|  |  |  | 1.66 | 0 |  |  |  | 1.66 | 0 |  |  |  | 1.66 | 0 |  |  |  | 1.66 | 0 |  |  |  | 1.66 | 0 |  |  |  | 1.66 | 0 |  |  |  | 1.66 | 0 |  |  |  | 1.66 | 0 |  |  |  | 1.66 | 0 |  |  |  | 1.66 | 0 |  |  |  | 1.66 | 0 |  |  |  | 1.66 | 0
|  |  |  | 1.67 | 0 |  |  |  | 1.67 | 0 |  |  |  | 1.67 | 0 |  |  |  | 1.67 | 0 |  |  |  | 1.67 | 0 |  |  |  | 1.67 | 0 |  |  |  | 1.67 | 0 |  |  |  | 1.67 | 0 |  |  |  | 1.67 | 0 |  |  |  | 1.67 | 0 |  |  |  | 1.67 | 0 |  |  |  | 1.67 | 0
|  |  |  | 1.68 | 0 |  |  |  | 1.68 | 0 |  |  |  | 1.68 | 0 |  |  |  | 1.68 | 0 |  |  |  | 1.68 | 0 |  |  |  | 1.68 | 0 |  |  |  | 1.68 | 0 |  |  |  | 1.68 | 0 |  |  |  | 1.68 | 0 |  |  |  | 1.68 | 0 |  |  |  | 1.68 | 0 |  |  |  | 1.68 | 0
|  |  |  | 1.69 | 0 |  |  |  | 1.69 | 0 |  |  |  | 1.69 | 0 |  |  |  | 1.69 | 0 |  |  |  | 1.69 | 0 |  |  |  | 1.69 | 0 |  |  |  | 1.69 | 0 |  |  |  | 1.69 | 0 |  |  |  | 1.69 | 0 |  |  |  | 1.69 | 0 |  |  |  | 1.69 | 0 |  |  |  | 1.69 | 0
|  |  |  | 1.7 | 0 |  |  |  | 1.7 | 0 |  |  |  | 1.7 | 0 |  |  |  | 1.7 | 0 |  |  |  | 1.7 | 0 |  |  |  | 1.7 | 0 |  |  |  | 1.7 | 0 |  |  |  | 1.7 | 0 |  |  |  | 1.7 | 0 |  |  |  | 1.7 | 0 |  |  |  | 1.7 | 0 |  |  |  | 1.7 | 0
|  |  |  | 1.71 | 0 |  |  |  | 1.71 | 0 |  |  |  | 1.71 | 0 |  |  |  | 1.71 | 0 |  |  |  | 1.71 | 0 |  |  |  | 1.71 | 0 |  |  |  | 1.71 | 0 |  |  |  | 1.71 | 0 |  |  |  | 1.71 | 0 |  |  |  | 1.71 | 0 |  |  |  | 1.71 | 0 |  |  |  | 1.71 | 0
|  |  |  | 1.72 | 0 |  |  |  | 1.72 | 0 |  |  |  | 1.72 | 0 |  |  |  | 1.72 | 0 |  |  |  | 1.72 | 0 |  |  |  | 1.72 | 0 |  |  |  | 1.72 | 0 |  |  |  | 1.72 | 0 |  |  |  | 1.72 | 0 |  |  |  | 1.72 | 0 |  |  |  | 1.72 | 0 |  |  |  | 1.72 | 0
|  |  |  | 1.73 | 0 |  |  |  | 1.73 | 0 |  |  |  | 1.73 | 0 |  |  |  | 1.73 | 0 |  |  |  | 1.73 | 0 |  |  |  | 1.73 | 0 |  |  |  | 1.73 | 0 |  |  |  | 1.73 | 0 |  |  |  | 1.73 | 0 |  |  |  | 1.73 | 0 |  |  |  | 1.73 | 0 |  |  |  | 1.73 | 0
|  |  |  | 1.74 | 0 |  |  |  | 1.74 | 0 |  |  |  | 1.74 | 0 |  |  |  | 1.74 | 0 |  |  |  | 1.74 | 0 |  |  |  | 1.74 | 0 |  |  |  | 1.74 | 0 |  |  |  | 1.74 | 0 |  |  |  | 1.74 | 0 |  |  |  | 1.74 | 0 |  |  |  | 1.74 | 0 |  |  |  | 1.74 | 0
|  |  |  | 1.75 | 0 |  |  |  | 1.75 | 0 |  |  |  | 1.75 | 0 |  |  |  | 1.75 | 0 |  |  |  | 1.75 | 0 |  |  |  | 1.75 | 0 |  |  |  | 1.75 | 0 |  |  |  | 1.75 | 0 |  |  |  | 1.75 | 0 |  |  |  | 1.75 | 0 |  |  |  | 1.75 | 0 |  |  |  | 1.75 | 0
|  |  |  | 1.76 | 0 |  |  |  | 1.76 | 0 |  |  |  | 1.76 | 0 |  |  |  | 1.76 | 0 |  |  |  | 1.76 | 0 |  |  |  | 1.76 | 0 |  |  |  | 1.76 | 0 |  |  |  | 1.76 | 0 |  |  |  | 1.76 | 0 |  |  |  | 1.76 | 0 |  |  |  | 1.76 | 0 |  |  |  | 1.76 | 0
|  |  |  | 1.77 | 0 |  |  |  | 1.77 | 0 |  |  |  | 1.77 | 0 |  |  |  | 1.77 | 0 |  |  |  | 1.77 | 0 |  |  |  | 1.77 | 0 |  |  |  | 1.77 | 0 |  |  |  | 1.77 | 0 |  |  |  | 1.77 | 0 |  |  |  | 1.77 | 0 |  |  |  | 1.77 | 0 |  |  |  | 1.77 | 0
|  |  |  | 1.78 | 0 |  |  |  | 1.78 | 0 |  |  |  | 1.78 | 0 |  |  |  | 1.78 | 0 |  |  |  | 1.78 | 0 |  |  |  | 1.78 | 0 |  |  |  | 1.78 | 0 |  |  |  | 1.78 | 0 |  |  |  | 1.78 | 0 |  |  |  | 1.78 | 0 |  |  |  | 1.78 | 0 |  |  |  | 1.78 | 0
|  |  |  | 1.79 | 0 |  |  |  | 1.79 | 0 |  |  |  | 1.79 | 0 |  |  |  | 1.79 | 0 |  |  |  | 1.79 | 0 |  |  |  | 1.79 | 0 |  |  |  | 1.79 | 0 |  |  |  | 1.79 | 0 |  |  |  | 1.79 | 0 |  |  |  | 1.79 | 0 |  |  |  | 1.79 | 0 |  |  |  | 1.79 | 0
|  |  |  | 1.8 | 0 |  |  |  | 1.8 | 0 |  |  |  | 1.8 | 0 |  |  |  | 1.8 | 0 |  |  |  | 1.8 | 0 |  |  |  | 1.8 | 0 |  |  |  | 1.8 | 0 |  |  |  | 1.8 | 0 |  |  |  | 1.8 | 0 |  |  |  | 1.8 | 0 |  |  |  | 1.8 | 0 |  |  |  | 1.8 | 0
|  |  |  | 1.81 | 0 |  |  |  | 1.81 | 0 |  |  |  | 1.81 | 0 |  |  |  | 1.81 | 0 |  |  |  | 1.81 | 0 |  |  |  | 1.81 | 0 |  |  |  | 1.81 | 0 |  |  |  | 1.81 | 0 |  |  |  | 1.81 | 0 |  |  |  | 1.81 | 0 |  |  |  | 1.81 | 0 |  |  |  | 1.81 | 0
|  |  |  | 1.82 | 0 |  |  |  | 1.82 | 0 |  |  |  | 1.82 | 0 |  |  |  | 1.82 | 0 |  |  |  | 1.82 | 0 |  |  |  | 1.82 | 0 |  |  |  | 1.82 | 0 |  |  |  | 1.82 | 0 |  |  |  | 1.82 | 0 |  |  |  | 1.82 | 0 |  |  |  | 1.82 | 0 |  |  |  | 1.82 | 0
|  |  |  | 1.83 | 0 |  |  |  | 1.83 | 0 |  |  |  | 1.83 | 0 |  |  |  | 1.83 | 0 |  |  |  | 1.83 | 0 |  |  |  | 1.83 | 0 |  |  |  | 1.83 | 0 |  |  |  | 1.83 | 0 |  |  |  | 1.83 | 0 |  |  |  | 1.83 | 0 |  |  |  | 1.83 | 0 |  |  |  | 1.83 | 0
|  |  |  | 1.84 | 0 |  |  |  | 1.84 | 0 |  |  |  | 1.84 | 0 |  |  |  | 1.84 | 0 |  |  |  | 1.84 | 0 |  |  |  | 1.84 | 0 |  |  |  | 1.84 | 0 |  |  |  | 1.84 | 0 |  |  |  | 1.84 | 0 |  |  |  | 1.84 | 0 |  |  |  | 1.84 | 0 |  |  |  | 1.84 | 0
|  |  |  | 1.85 | 0 |  |  |  | 1.85 | 0 |  |  |  | 1.85 | 0 |  |  |  | 1.85 | 0 |  |  |  | 1.85 | 0 |  |  |  | 1.85 | 0 |  |  |  | 1.85 | 0 |  |  |  | 1.85 | 0 |  |  |  | 1.85 | 0 |  |  |  | 1.85 | 0 |  |  |  | 1.85 | 0 |  |  |  | 1.85 | 0
|  |  |  | 1.86 | 0 |  |  |  | 1.86 | 0 |  |  |  | 1.86 | 0 |  |  |  | 1.86 | 0 |  |  |  | 1.86 | 0 |  |  |  | 1.86 | 0 |  |  |  | 1.86 | 0 |  |  |  | 1.86 | 0 |  |  |  | 1.86 | 0 |  |  |  | 1.86 | 0 |  |  |  | 1.86 | 0 |  |  |  | 1.86 | 0
|  |  |  | 1.87 | 0 |  |  |  | 1.87 | 0 |  |  |  | 1.87 | 0 |  |  |  | 1.87 | 0 |  |  |  | 1.87 | 0 |  |  |  | 1.87 | 0 |  |  |  | 1.87 | 0 |  |  |  | 1.87 | 0 |  |  |  | 1.87 | 0 |  |  |  | 1.87 | 0 |  |  |  | 1.87 | 0 |  |  |  | 1.87 | 0
|  |  |  | 1.88 | 0 |  |  |  | 1.88 | 0 |  |  |  | 1.88 | 0 |  |  |  | 1.88 | 0 |  |  |  | 1.88 | 0 |  |  |  | 1.88 | 0 |  |  |  | 1.88 | 0 |  |  |  | 1.88 | 0 |  |  |  | 1.88 | 0 |  |  |  | 1.88 | 0 |  |  |  | 1.88 | 0 |  |  |  | 1.88 | 0
|  |  |  | 1.89 | 0 |  |  |  | 1.89 | 0 |  |  |  | 1.89 | 0 |  |  |  | 1.89 | 0 |  |  |  | 1.89 | 0 |  |  |  | 1.89 | 0 |  |  |  | 1.89 | 0 |  |  |  | 1.89 | 0 |  |  |  | 1.89 | 0 |  |  |  | 1.89 | 0 |  |  |  | 1.89 | 0 |  |  |  | 1.89 | 0
|  |  |  | 1.9 | 0 |  |  |  | 1.9 | 0 |  |  |  | 1.9 | 0 |  |  |  | 1.9 | 0 |  |  |  | 1.9 | 0 |  |  |  | 1.9 | 0 |  |  |  | 1.9 | 0 |  |  |  | 1.9 | 0 |  |  |  | 1.9 | 0 |  |  |  | 1.9 | 0 |  |  |  | 1.9 | 0 |  |  |  | 1.9 | 0
|  |  |  | 1.91 | 0 |  |  |  | 1.91 | 0 |  |  |  | 1.91 | 0 |  |  |  | 1.91 | 0 |  |  |  | 1.91 | 0 |  |  |  | 1.91 | 0 |  |  |  | 1.91 | 0 |  |  |  | 1.91 | 0 |  |  |  | 1.91 | 0 |  |  |  | 1.91 | 0 |  |  |  | 1.91 | 0 |  |  |  | 1.91 | 0
|  |  |  | 1.92 | 0 |  |  |  | 1.92 | 0 |  |  |  | 1.92 | 0 |  |  |  | 1.92 | 0 |  |  |  | 1.92 | 0 |  |  |  | 1.92 | 0 |  |  |  | 1.92 | 0 |  |  |  | 1.92 | 0 |  |  |  | 1.92 | 0 |  |  |  | 1.92 | 0 |  |  |  | 1.92 | 0 |  |  |  | 1.92 | 0
|  |  |  | 1.93 | 0 |  |  |  | 1.93 | 0 |  |  |  | 1.93 | 0 |  |  |  | 1.93 | 0 |  |  |  | 1.93 | 0 |  |  |  | 1.93 | 0 |  |  |  | 1.93 | 0 |  |  |  | 1.93 | 0 |  |  |  | 1.93 | 0 |  |  |  | 1.93 | 0 |  |  |  | 1.93 | 0 |  |  |  | 1.93 | 0
|  |  |  | 1.94 | 0 |  |  |  | 1.94 | 0 |  |  |  | 1.94 | 0 |  |  |  | 1.94 | 0 |  |  |  | 1.94 | 0 |  |  |  | 1.94 | 0 |  |  |  | 1.94 | 0 |  |  |  | 1.94 | 0 |  |  |  | 1.94 | 0 |  |  |  | 1.94 | 0 |  |  |  | 1.94 | 0 |  |  |  | 1.94 | 0
|  |  |  | 1.95 | 0 |  |  |  | 1.95 | 0 |  |  |  | 1.95 | 0 |  |  |  | 1.95 | 0 |  |  |  | 1.95 | 0 |  |  |  | 1.95 | 0 |  |  |  | 1.95 | 0 |  |  |  | 1.95 | 0 |  |  |  | 1.95 | 0 |  |  |  | 1.95 | 0 |  |  |  | 1.95 | 0 |  |  |  | 1.95 | 0
|  |  |  | 1.96 | 0 |  |  |  | 1.96 | 0 |  |  |  | 1.96 | 0 |  |  |  | 1.96 | 0 |  |  |  | 1.96 | 0 |  |  |  | 1.96 | 0 |  |  |  | 1.96 | 0 |  |  |  | 1.96 | 0 |  |  |  | 1.96 | 0 |  |  |  | 1.96 | 0 |  |  |  | 1.96 | 0 |  |  |  | 1.96 | 0
|  |  |  | 1.97 | 0 |  |  |  | 1.97 | 0 |  |  |  | 1.97 | 0 |  |  |  | 1.97 | 0 |  |  |  | 1.97 | 0 |  |  |  | 1.97 | 0 |  |  |  | 1.97 | 0 |  |  |  | 1.97 | 0 |  |  |  | 1.97 | 0 |  |  |  | 1.97 | 0 |  |  |  | 1.97 | 0 |  |  |  | 1.97 | 0
|  |  |  | 1.98 | 0 |  |  |  | 1.98 | 0 |  |  |  | 1.98 | 0 |  |  |  | 1.98 | 0 |  |  |  | 1.98 | 0 |  |  |  | 1.98 | 0 |  |  |  | 1.98 | 0 |  |  |  | 1.98 | 0 |  |  |  | 1.98 | 0 |  |  |  | 1.98 | 0 |  |  |  | 1.98 | 0 |  |  |  | 1.98 | 0
|  |  |  | 1.99 | 0 |  |  |  | 1.99 | 0 |  |  |  | 1.99 | 0 |  |  |  | 1.99 | 0 |  |  |  | 1.99 | 0 |  |  |  | 1.99 | 0 |  |  |  | 1.99 | 0 |  |  |  | 1.99 | 0 |  |  |  | 1.99 | 0 |  |  |  | 1.99 | 0 |  |  |  | 1.99 | 0 |  |  |  | 1.99 | 0
|  |  |  | 2 | 0 |  |  |  | 2 | 0 |  |  |  | 2 | 0 |  |  |  | 2 | 0 |  |  |  | 2 | 0 |  |  |  | 2 | 0 |  |  |  | 2 | 0 |  |  |  | 2 | 0 |  |  |  | 2 | 0 |  |  |  | 2 | 0 |  |  |  | 2 | 0 |  |  |  | 2 | 0
[34 empty] | 2.01 | 0 | 0